## UPDATED
CDEC Station Code | CDEC Station Name | Contact | Program | Email | Sensor Active (A) or Discontinued (D)? | Is sensor a fixed position, either from the Surface (S) or Bottom (B)? | Sensor Fixed Distance (m) from Surface or Bottom | Has sensor deployment method changed (Yes or No)? | Instrument Manufacturer | Instrument Model | CDEC Units Reported in Fahrenheit (F) or Celsius (C)? | CDEC Precision Reported (temp units) | Sensor Accuracy °C | Back-up sensor (Yes or No?) | CDEC Time Period of sensor | Is data treated before CDEC (Yes, No, Other?) | If treated, how? | Habitat Type (Flooded Island, Channel, Embayment, backwater, connected to channel, or other), describe? | Habitat Type (MN/JH verified) | Distance from shore (m) | Region | Additional comments to discuss? | Is there temp data from a source other than CDEC, please list? | Station Number | Time period of non-CDEC data | CDEC Event Data Record | CDEC Hourly Data | CDEC time scale | Other comments | Latitude | Longitude | Nearby City | County Name | Basin Name | Agency Name | Hydro Area
GLN | GREEN'S LANDING | Thomas Moser | BOR-Tracy Field Office | TMoser@usbr.gov | D | unknown | N/A | unknown | unknown | N/A | F | 0.1 | unknown | unknown | No | unknown |  | Mostly Fresh water | Non-Tidal Channel (freshwater) | unknown | North Delta |  |  |  |  | 10/07/1998 to 03/26/1999 | 03/27/1999 to 03/02/2004 | event and hourly |  | 38.345 | -121.546 | COURTLAND | SACRAMENTO | SACRAMENTO R | US Bureau of Reclamation | SACRAMENTO RIVER
ANC | ANTIOCH (USBR) | Thomas Moser | BOR-Tracy Field Office | TMoser@usbr.gov | D | No | N/A | No | Hach | MS5 | F | 0.1 | 0.1 (celcius) | Yes | No | Yes | Treated from 3/2016 till decommission. We changed the sampling frequency from 15 minute instantaneous to 30 second burst with 15 minute averages on 3/10/2016 | Tidal River Channel (Brackish water) | Tidal River Channel (brackish) | 60 | Delta | [5 empty] | 03/01/1999 to 08/01/2018 | hourly only | On 08/01/2018 this site was decommissioned. For data at this location please use CDEC site ANH which on 08/01/2018 was located within 10 feet of ANC. | 38.0178 | -121.803 | ANTIOCH | CONTRA COSTA | DELTA | US Bureau of Reclamation | SACRAMENTO RIVER
CCS | CACHE SLOUGH | Thomas Moser | BOR-Tracy Field Office | TMoser@usbr.gov | D | unknown | N/A | unknown | unknown | N/A | F | 0.1 | unknown | unknown | No | unknown |  | Mostly Fresh water | Non-tidal fresh water Slough (backwater) | unknown | North Delta | [5 empty] | 02/22/1999 to 01/01/2015 | hourly only |  | 38.2918 | -121.742 | RIO VISTA | SOLANO | DELTA | US Bureau of Reclamation | SACRAMENTO RIVER
CLL | COLLINSVILLE | Thomas Moser | BOR-Tracy Field Office | TMoser@usbr.gov | A | No | 2 sensors: bottom sensor is 2 ft off the bottom and the upper sensor is 15ft off the bottom. | No | Hach | MS5 (until 2019), HL4 (From late 2019 forward) | F | 0.1 | 0.1 (celcius) | Yes | No | Yes | We changed the sampling frequency from 15 minute instantaneous to 30 second burst with 15 minute averages on 2/9/2016 | Estuarine Channel (Brackish water) | Tidal River Channel (brackish) | 54 | West Delta | Site changed from single sonde deployment to two sonde deployment on 2/23/1999 |  |  |  |  | 02/23/1999 to present | hourly only |  | 38.074 | -121.8501 | COLLINSVILLE | SOLANO | DELTA | US Bureau of Reclamation | SACRAMENTO RIVER
CNT | CONTRA COSTA | Thomas Moser | BOR-Tracy Field Office | TMoser@usbr.gov | A | No | N/A | No | Hach | MS5 (Until 2019), HL4 (From late 2019 forward) | F | 0.1 | 0.1 (celcius) | No | No | Yes | We changed the sampling frequency from 15 minute instantaneous to 30 second burst with 15 minute averages on 2/9/2016 | Contra Costa Canal | Aqueduct (Canal) | 1 | South Delta | The Aqueduct originates from Rock Slough a tidally influenced river channel mainly freshwater- MN |  |  |  |  | 03/01/1999 to present | hourly only |  | 37.995 | -121.7028 | OAKLEY | CONTRA COSTA | DELTA | US Bureau of Reclamation | SACRAMENTO RIVER
DMC | DMC HEADWORKS | Thomas Moser | BOR-Tracy Field Office | TMoser@usbr.gov | A | No | N/A | No | Hach | MS5 (Until 2019), HL4 (From late 2019 forward) | F | 0.1 | 0.1 (celcius) | No | No | Yes | We changed the sampling frequency from 15 minute instantaneous to 30 second burst with 15 minute averages on 2/8/2016 | Delta Mendota Canal | Aqueduct (Canal) | 1 | South Delta | Delta Mendota Canal |  |  |  |  | 02/22/1999 to present | hourly only |  | 37.7816 | -121.5902 | TRACY | ALAMEDA | DELTA | US Bureau of Reclamation | SACRAMENTO RIVER
EMM | EMMATON (USBR) | Thomas Moser | BOR-Tracy Field Office | TMoser@usbr.gov | A | S | 2 sensors: bottom sensor is fixed 23ft underneath the surface of the building 2nd sensor is 15 ft underneath the surface of the building | Yes | Hach | MS5 (Until 2019), HL4 (From late 2019 forward) | F | 0.1 | 0.1 (celcius) | Yes | No | Yes | We changed the sampling frequency from 15 minute instantaneous to 30 second burst with 15 minute averages on 3/4/2016 | Tidal River Channel (Freshwater) | Tidal River Channel (freshwater) | 25 | South Delta | Site changed from single sonde deployment to two sonde deployment on 2/23/1999 |  |  |  |  | 02/23/1999 to present | hourly only |  | 38.0843 | -121.7389 | RIO VISTA | SACRAMENTO | DELTA | US Bureau of Reclamation | SACRAMENTO RIVER
FRP | FARRAR PARK | Thomas Moser | BOR-Tracy Field Office | TMoser@usbr.gov | A | B | 4ft | No | Hach | MS5 (until 2019), HL4 (From late 2019 forward) | F | 0.1 | 0.1 (celcius) | No | No | Yes | We changed the sampling frequency from 15 minute instantaneous to 30 second burst with 15 minute averages on 3/4/2016 | Tidal River Channel (Freshwater) | Tidal River Channel (freshwater) | 18 | West Delta | [5 empty] | 02/25/1999 to present | hourly only |  | 38.0117 | -121.6391 | LINCOLN VILLAGE | SAN JOAQUIN | DELTA | US Bureau of Reclamation | SACRAMENTO RIVER
HLL | HOLLAND TRACT | Thomas Moser | BOR-Tracy Field Office | TMoser@usbr.gov | A | B | 6ft | No | Hach | HL4 | F | 0.1 | 0.1 (celcius) | No | No | Yes | We changed the sampling frequency from 15 minute instantaneous to 30 second burst with 15 minute averages. Do not know date, but most likely in 3/2016. | Tidal River Channel (Freshwater) | Tidal River Channel (freshwater) | 15 | South Delta | [5 empty] | 02/25/1999 to present | hourly only |  | 38.007 | -121.5806 | RIO VISTA | CONTRA COSTA | DELTA | US Bureau of Reclamation | SACRAMENTO RIVER
JER | JERSEY POINT | Thomas Moser | BOR-Tracy Field Office | TMoser@usbr.gov | A | B | 4ft | No | Hach | MS5 , HL4 (From late 2019 forward) | F | 0.1 | 0.1 (celcius) | No | No | Yes | We changed the sampling frequency from 15 minute instantaneous to 30 second burst with 15 minute averages. Do not know date, but most likely in 3/2016. | Tidal River Channel (Freshwater) | Tidal River Channel (freshwater) | 10 | West Delta | [5 empty] | 02/25/1999 to present | hourly and daily |  | 38.0522 | -121.689 | RIO VISTA | CONTRA COSTA | DELTA | US Bureau of Reclamation | SACRAMENTO RIVER
PCT | PORT CHICAGO | Thomas Moser | BOR-Tracy Field Office | TMoser@usbr.gov | A | B | 2 sensors: lower one is 17 ft from bottom. 2nd sensor is 28 ft from bottom | No | Hach | MS5 (until 2019), HL4 (From late 2019 forward) | F | 0.1 | 0.1 (celcius) | Yes | No | Yes | We changed the sampling frequency from 15 minute instantaneous to 30 second burst with 15 minute averages. Do not know date, but most likely in 3/2016. | Estuarine Channel (Brackish water) | Tidal River Channel (brackish) | 320 | Suisun Bay | Site changed from single sonde deployment to two sonde deployment on 4/06/1999 |  |  |  | 04/02/1999 to 03/26/2001 | 04/06/1999 to present | short period of "event" data; rest is hourly | 05/15/2018 Station was relocated from (Lat. 38.059 / Long. -122.025) to (Lat. 38.057 / Long. -122.000) | 38.0568 | -122 | WEST PITTSBURG | CONTRA COSTA | DELTA | US Bureau of Reclamation | SACRAMENTO RIVER
PTS | PITTSBURG | Thomas Moser | BOR-Tracy Field Office | TMoser@usbr.gov | A | No | N/A | No | Hach | MS5 (Until 2021), HL4 (From 2021 forward) | F | 0.1 | 0.1 (celcius) | Yes | No | Yes | We changed the sampling frequency from 15 minute instantaneous to 30 second burst with 15 minute averages on 3/10/2016 | Estuarine Channel (Brackish water) | Tidal River Channel (brackish) | 190 | West Delta | Site changed from single sonde deployment to two sonde deployment on 4/05/1999 |  |  |  | 04/02/1999 to 04/05/1999 | 04/06/1999 to present | only 3 days of "event" data; rest is hourly |  | 38.043 | -121.8925 | PITTSBURG | CONTRA COSTA | DELTA | US Bureau of Reclamation | SACRAMENTO RIVER
RIV | RIO VISTA | Thomas Moser | BOR-Tracy Field Office | TMoser@usbr.gov | A | No | N/A | No | Hach | MS5 (until 2021), HL4 (From 2021 forward) | F | 0.1 | 0.1 (celcius) | No | No | Yes | We changed the sampling frequency from 15 minute instantaneous to 30 second burst with 15 minute averages on 3/8/2016 | Tidal River Channel (Freshwater) | Tidal River Channel (freshwater) | 290 | North Delta | [5 empty] | 02/22/1999 to present | hourly only |  | 38.1592 | -121.6845 | RIO VISTA | SOLANO | DELTA | US Bureau of Reclamation | SACRAMENTO RIVER
SAL | SAN ANDREAS LANDING | Thomas Moser | BOR-Tracy Field Office | TMoser@usbr.gov | A | No | N/A | No | Hach | MS5 (until 2017), HL4 (2017 - Present) | F | 0.1 | 0.1 (celcius) | No | No | Yes | We changed the sampling frequency from 15 minute instantaneous to 30 second burst with 15 minute averages on 2/11/2016 | Tidal River Channel (Freshwater) | Tidal River Channel (freshwater) | 17 | North Delta | [5 empty] | 02/23/1999 to present | hourly only |  | 38.1033 | -121.5913 | RIO VISTA | SAN JOAQUIN | DELTA | US Bureau of Reclamation | SACRAMENTO RIVER
STI | STATEN ISLAND | Thomas Moser | BOR-Tracy Field Office | TMoser@usbr.gov | A | No | N/A | No | Hach | MS5 (until 2017), HL4 (2017 - Present) | F | 0.1 | 0.1 (celcius) | No | No | Yes | We changed the sampling frequency from 15 minute instantaneous to 30 second burst with 15 minute averages on 3/8/2016 | Tidal River Channel (Freshwater) | Tidal River Channel (freshwater) | 30 | North Delta | [5 empty] | 02/23/1999 to present | hourly only |  | 38.1169 | -121.4989 | ISLETON | SAN JOAQUIN | DELTA | US Bureau of Reclamation | SACRAMENTO RIVER
UNI | UNION ISLAND | Thomas Moser | BOR-Tracy Field Office | TMoser@usbr.gov | A | No | N/A | No | Hach | MS5 (until 2017), HL4 (2017 - Present) | F | 0.1 | 0.1 (celcius) | No | No | Yes | We changed the sampling frequency from 15 minute instantaneous to 30 second burst with 15 minute averages on 2/11/2016 | Tidal River Channel (Freshwater) | Non-Tidal Channel (freshwater) | 38 | South Delta | [5 empty] | 02/26/1999 to present | hourly only |  | 37.8221 | -121.375 | BYRON | SAN JOAQUIN | DELTA | US Bureau of Reclamation | SACRAMENTO RIVER
VIC | VICTORIA ISLAND | Thomas Moser | BOR-Tracy Field Office | TMoser@usbr.gov | A | B | 2ft | No | Hach | MS5 (Until 2017), HL4 (2017 - Present) | F | 0.1 | 0.1 (celcius) | No | No | Yes | We changed the sampling frequency from 15 minute instantaneous to 30 second burst with 15 minute averages on 2/12/2016 | Tidal River Channel (Freshwater) | Non-Tidal Channel (freshwater) | 12 | South Delta | [5 empty] | 02/25/1999 to present degF | hourly and daily |  | 37.8908 | -121.4883 | BYRON | SAN JOAQUIN | DELTA | US Bureau of Reclamation | SACRAMENTO RIVER
VER | VERNALIS (USBR) | Thomas Moser | BOR-Tracy Field Office | TMoser@usbr.gov | A | No | N/A | No | Hach | MS5 (2002 - 2017), HL4 (2017 - Present) | F | 0.1 | 0.1 (celcius) | No | No | Yes | We changed the sampling frequency from 15 minute instantaneous to 30 second burst with 15 minute averages on 2/19/2016 | Tidal River Channel (Freshwater) | Tidal River Channel (freshwater) | 20 | South Delta | [5 empty] | 02/26/1999 to present | hourly and daily |  | 37.6794 | -121.265 | MODESTO | SAN JOAQUIN | SAN JOAQUIN R | US Bureau of Reclamation | SAN JOAQUIN RIVER
RPN | RIPON | Thomas Moser | BOR-Tracy Field Office | TMoser@usbr.gov | A | No | N/A | No | YSI | YSI 600 OMS V2 (1983 - Present) | F | 0.1 | 0.15 (Celcius) | No | (daily) from 1970s; (event, 15min) from beginning of CDEC | No | We changed the sampling frequency from 15 minute instantaneous to 30 second burst with 15 minute averages. Do not know date, but most likely in 3/2016. Was changed back to 15 min instantaneous burst in 2018, but do not know exact date. | Tidal River Channel (Freshwater) | Tidal River Channel (freshwater) | 0 | South Delta | [5 empty] | 02/26/1999 to present | hourly and daily |  | 37.7299 | -121.1101 | RIPON | SAN JOAQUIN | STANISLAUS R | US Bureau of Reclamation | SAN JOAQUIN RIVER
LIS | YOLO BYPASS AT LISBON | Dave Huston | NCRO | Dave.Huston@water.ca.gov | A | B | N/A | No | Teledyne RD Instruments & In-Situ | ChannelMaster ADCP 600 kHz & Level Troll 700H |  | Not reported to CDEC since not primary sensor | 0.2 C & 0.1 C | Yes | 11/16/01 to present (ADCP); 10/6/16 to present (LT) |  |  | Tidal River Channel (Freshwater) | Tidal River Channel (freshwater) | 3 | Yolo Bypass | ADCP co-located with WQ sonde (primary temp sensor); ADCP temp data is not reported to CDEC, but is on WDL | WDL | B91560Q | 11/16/2001 to present | 07/16/2008 to present | None | event | None | 38.4748 | -121.5882 | FREEPORT | YOLO | SACRAMENTO R | CA Dept of Water Resources | SACRAMENTO RIVER
MAB | MIDDLE RIVER ABOVE BARRIER | Dave Huston | NCRO | Dave.Huston@water.ca.gov | A | B | N/A | No | Teledyne RD Instruments & In-Situ | ChannelMaster ADCP 600 kHz & Level Troll 700H | F | 0.1 | 0.2 C & 0.1 C | Yes | 4/23/13 to present (ADCP); 8/16/16 to present (LT) | No |  | Tidal River Channel (Freshwater) | Tidal River Channel (freshwater) | 6 | South Delta | None | WDL | B95502 | 04/23/2013 to present | 02/11/2014 to present | None | event | None | 37.8852 | -121.4728 | STOCKTON | SAN JOAQUIN | SAN JOAQUIN R | CA Dept of Water Resources/NCRO | SAN JOAQUIN RIVER
SJC | SAN JOAQUIN RIVER NEAR BUCKLEY COVE | Dave Huston | NCRO | Dave.Huston@water.ca.gov | A | B | N/A | No | Teledyne RD Instruments & In-Situ | ChannelMaster ADCP 300 kHz & Level Troll 700H | F | 0.1 | 0.2 C & 0.1 C | Yes | 6/11/18 to present (ADCP); 6/11/18 to present (LT) | No |  | Tidal River Channel (Freshwater) | Tidal River Channel (freshwater) | 16 | South Delta | None | WDL | B95640Q | 06/11/2018 to present | 07/25/2018 to present | None | event | None | 37.9803 | -121.3857 | STOCKTON | SAN JOAQUIN | SAN JOAQUIN R | CA Dept of Water Resources/NCRO | SAN JOAQUIN RIVER
RRI | ROUGH AND READY ISLAND | Dave Huston | NCRO | Dave.Huston@water.ca.gov | D | B | N/A | No | Teledyne RD Instruments & In-Situ | ChannelMaster ADCP 300 kHz & Level Troll 700H |  | Not reported to CDEC since not primary sensor | 0.2 C & 0.1 C | Yes | 9/23/06 to 8/10/18 (ADCP); 9/19/16 to 8/10/18 (LT) |  |  | Tidal River Channel (Freshwater) | Tidal River Channel (freshwater) | 21 | South Delta | None | not on WDL/Hydstra, contact Dave Huston | N/A | N/A | Not reported to CDEC since not primary sensor | Not reported to CDEC since not primary sensor | Not reported to CDEC since not primary sensor | Not reported to CDEC since not primary sensor | Not reported to CDEC since not primary sensor | Not reported to CDEC since not primary sensor | Not reported to CDEC since not primary sensor | Not reported to CDEC since not primary sensor | Not reported to CDEC since not primary sensor | Not reported to CDEC since not primary sensor | Not reported to CDEC since not primary sensor
| CLIFTON COURT INTAKE | Dave Huston | NCRO | Dave.Huston@water.ca.gov | A | B | N/A | No | Teledyne RD Instruments & In-Situ | ChannelMaster ADCP 600 kHz & Level Troll 700H |  | Not telemetered to CDEC | 0.2 C & 0.1 C | Yes | Nothing stored in our database yet. |  |  | Tidal River Channel (Freshwater) | Tidal River Channel (freshwater) | 17 | South Delta | ADCP co-located with WQ sonde (primary temp sensor); ADCP temp data is not reported to CDEC, but is on WDL | WDL | B95339 | 06/24/2004 to 08/01/2006 | Not telemetered to CDEC | Not telemetered to CDEC | Not telemetered to CDEC | Not telemetered to CDEC | Not telemetered to CDEC | Not telemetered to CDEC | Not telemetered to CDEC | Not telemetered to CDEC | Not telemetered to CDEC | Not telemetered to CDEC | Not telemetered to CDEC
RCS | RIDGE CUT SLOUGH AT KNIGHTS LANDING | Dave Huston | NCRO | Dave.Huston@water.ca.gov | A | B | N/A | No | Teledyne RD Instruments & In-Situ | ChannelMaster ADCP 600 kHz & Level Troll 700H | F | 0.1 | 0.2 C & 0.1 C | Yes | 4/13/06 to present (ADCP); 9/26/16 to present (LT) | No |  | Channel | Tidal River Channel (freshwater) | 3 | Knights Landing | None | WDL | A02939 | 04/13/2006 to present | 09/20/2011 to present | None | event | None | 38.7936 | -121.7253 | KNIGHTS LANDING | YOLO | SACRAMENTO R | CA Dept of Water Resources/NCRO | SACRAMENTO RIVER
MSD | SAN JOAQUIN RIVER NEAR MOSSDALE | Dave Huston | NCRO | Dave.Huston@water.ca.gov | A | B | N/A | No | Teledyne RD Instruments & In-Situ | ChannelMaster ADCP 600 kHz & Level Troll 700H |  | Not reported to CDEC as not primary sensor | 0.2 C & 0.1 C | Yes | 3/23/05 to present (ADCP); 10/4/16 to present (LT) |  |  | Tidal River Channel (Freshwater) | Tidal River Channel (freshwater) | 9 | South Delta | ADCP co-located with WQ sonde (primary temp sensor); ADCP temp data is not reported to CDEC, but is on WDL | WDL | B95820Q | 03/23/2005 to present | Not reported to CDEC since not primary sensor | Not reported to CDEC since not primary sensor | Not reported to CDEC since not primary sensor | Not reported to CDEC since not primary sensor | Not reported to CDEC since not primary sensor | Not reported to CDEC since not primary sensor | Not reported to CDEC since not primary sensor | Not reported to CDEC since not primary sensor | Not reported to CDEC since not primary sensor | Not reported to CDEC since not primary sensor | Not reported to CDEC since not primary sensor
OH1 | OLD RIVER AT HEAD | Dave Huston | NCRO | Dave.Huston@water.ca.gov | A | B | N/A | No | Teledyne RD Instruments & In-Situ | ChannelMaster ADCP 600 kHz & Level Troll 700H |  | Not reported to CDEC as not primary sensor | 0.2 C & 0.1 C | Yes | 7/12/05 to present (ADCP); 10/7/16 to present (LT) |  |  | Tidal River Channel (Freshwater) | Tidal River Channel (freshwater) | 4 | South Delta | ADCP co-located with WQ sonde (primary temp sensor); ADCP temp data is not reported to CDEC, but is on WDL | WDL | B95400Q | 07/12/2005 to present | Not reported to CDEC since not primary sensor | Not reported to CDEC since not primary sensor | Not reported to CDEC since not primary sensor | Not reported to CDEC since not primary sensor | Not reported to CDEC since not primary sensor | Not reported to CDEC since not primary sensor | Not reported to CDEC since not primary sensor | Not reported to CDEC since not primary sensor | Not reported to CDEC since not primary sensor | Not reported to CDEC since not primary sensor | Not reported to CDEC since not primary sensor
GLE | GRANT LINE CANAL EAST | Dave Huston | NCRO | Dave.Huston@water.ca.gov | A | B | N/A | No | Teledyne RD Instruments & In-Situ | ChannelMaster ADCP 600 kHz & Level Troll 700H |  | Not reported to CDEC as not primary sensor | 0.2 C & 0.1 C | Yes | 1/15/13 to present (ADCP); 10/7/16 to present (LT) |  |  | Tidal River Channel (Freshwater) | Tidal River Channel (freshwater) | 5 | South Delta | ADCP co-located with WQ sonde (primary temp sensor); ADCP temp data is not reported to CDEC, but is on WDL | WDL | B95320 | 01/15/2013 to present | Not reported to CDEC since not primary sensor | Not reported to CDEC since not primary sensor | Not reported to CDEC since not primary sensor | Not reported to CDEC since not primary sensor | Not reported to CDEC since not primary sensor | Not reported to CDEC since not primary sensor | Not reported to CDEC since not primary sensor | Not reported to CDEC since not primary sensor | Not reported to CDEC since not primary sensor | Not reported to CDEC since not primary sensor | Not reported to CDEC since not primary sensor
ORX | OLD RIVER ABOVE DOUGHTY CUT | Dave Huston | NCRO | Dave.Huston@water.ca.gov | A | B | N/A | No | Teledyne RD Instruments & In-Situ | ChannelMaster ADCP 600 kHz & Level Troll 700H |  | Not reported to CDEC as not primary sensor | 0.2 C & 0.1 C | Yes | 1/30/13 to present (ADCP); 10/7/16 to present (LT) |  |  | Tidal River Channel (Freshwater) | Tidal River Channel (freshwater) | 7 | South Delta | ADCP co-located with WQ sonde (primary temp sensor); ADCP temp data is not reported to CDEC, but is on WDL | WDL | B95390 | 01/30/2013 to present | Not reported to CDEC since not primary sensor | Not reported to CDEC since not primary sensor | Not reported to CDEC since not primary sensor | Not reported to CDEC since not primary sensor | Not reported to CDEC since not primary sensor | Not reported to CDEC since not primary sensor | Not reported to CDEC since not primary sensor | Not reported to CDEC since not primary sensor | Not reported to CDEC since not primary sensor | Not reported to CDEC since not primary sensor | Not reported to CDEC since not primary sensor
FCT | FISHERMAN'S CUT | Dave Huston | NCRO | Dave.Huston@water.ca.gov | A | B | N/A | No | Teledyne RD Instruments & In-Situ | ChannelMaster ADCP 600 kHz & Level Troll 700H |  | Not reported to CDEC as not primary sensor | 0.2 C & 0.1 C | Yes | 6/5/15 to present (ADCP); 9/26/16 to present (LT) |  |  | Tidal River Channel (Freshwater) | Tidal River Channel (freshwater) | 23 | Central Delta | ADCP co-located with WQ sonde (primary temp sensor); ADCP temp data is not reported to CDEC, but is on WDL | WDL | B95050Q | 06/05/2015 to present | Not reported to CDEC since not primary sensor | Not reported to CDEC since not primary sensor | Not reported to CDEC since not primary sensor | Not reported to CDEC since not primary sensor | Not reported to CDEC since not primary sensor | Not reported to CDEC since not primary sensor | Not reported to CDEC since not primary sensor | Not reported to CDEC since not primary sensor | Not reported to CDEC since not primary sensor | Not reported to CDEC since not primary sensor | Not reported to CDEC since not primary sensor
MRU | MIDDLE RIVER AT UNDINE ROAD | Dave Huston | NCRO | Dave.Huston@water.ca.gov | A | B | N/A | No | Teledyne RD Instruments & In-Situ | ChannelMaster ADCP 600 kHz & Level Troll 700H |  | Not reported to CDEC as not primary sensor | 0.2 C & 0.1 C | Yes | 9/5/07 to present (ADCP); 10/6/16 to present (LT) |  |  | Tidal River Channel (Freshwater) | Tidal River Channel (freshwater) | 3 | South Delta | ADCP co-located with WQ sonde (primary temp sensor); ADCP temp data is not reported to CDEC, but is on WDL | WDL | B95541 | 09/05/2007 to present | Not reported to CDEC since not primary sensor | Not reported to CDEC since not primary sensor | Not reported to CDEC since not primary sensor | Not reported to CDEC since not primary sensor | Not reported to CDEC since not primary sensor | Not reported to CDEC since not primary sensor | Not reported to CDEC since not primary sensor | Not reported to CDEC since not primary sensor | Not reported to CDEC since not primary sensor | Not reported to CDEC since not primary sensor | Not reported to CDEC since not primary sensor
SXS | STEAMBOAT SLOUGH NEAR SACRAMENTO RIVER | Dave Huston | NCRO | Dave.Huston@water.ca.gov | A | B | N/A | No | Teledyne RD Instruments & In-Situ | ChannelMaster ADCP 600 kHz & Level Troll 700H |  | Not reported to CDEC as not primary sensor | 0.2 C & 0.1 C | Yes | 6/12/15 to present (ADCP); 9/26/16 to present (LT) |  |  | Tidal River Channel (Freshwater) | Tidal River Channel (freshwater) | 11 | North Delta | ADCP co-located with WQ sonde (primary temp sensor); ADCP temp data is not reported to CDEC, but is on WDL | WDL | B91450Q | 06/12/2015 to present | Not reported to CDEC since not primary sensor | Not reported to CDEC since not primary sensor | Not reported to CDEC since not primary sensor | Not reported to CDEC since not primary sensor | Not reported to CDEC since not primary sensor | Not reported to CDEC since not primary sensor | Not reported to CDEC since not primary sensor | Not reported to CDEC since not primary sensor | Not reported to CDEC since not primary sensor | Not reported to CDEC since not primary sensor | Not reported to CDEC since not primary sensor
SGA | SUGAR CUT | Dave Huston | NCRO | Dave.Huston@water.ca.gov | A | B | N/A | No | Teledyne RD Instruments & In-Situ | ChannelMaster ADCP 600 kHz & Level Troll 700H |  | Not reported to CDEC as not primary sensor | 0.2 C & 0.1 C | Yes | 3/18/14 to present (ADCP); 10/7/16 to present (LT) |  |  | Tidal River Channel (Freshwater) | Tidal River Channel (freshwater) | 5 | South Delta | ADCP co-located with WQ sonde (primary temp sensor); ADCP temp data is not reported to CDEC, but is on WDL | WDL | B95415Q | 02/17/2014 to present | Not reported to CDEC since not primary sensor | Not reported to CDEC since not primary sensor | Not reported to CDEC since not primary sensor | Not reported to CDEC since not primary sensor | Not reported to CDEC since not primary sensor | Not reported to CDEC since not primary sensor | Not reported to CDEC since not primary sensor | Not reported to CDEC since not primary sensor | Not reported to CDEC since not primary sensor | Not reported to CDEC since not primary sensor | Not reported to CDEC since not primary sensor
ORM | OLD RIVER UPSTREAM OF MOUNTAIN HOUSE CREEK | Dave Huston | NCRO | Dave.Huston@water.ca.gov | A | B | N/A | No | Teledyne RD Instruments & In-Situ | ChannelMaster ADCP 600 kHz & Level Troll 700H |  | Not reported to CDEC as not primary sensor | 0.2 C & 0.1 C | Yes | 7/16/14 to present (ADCP); 8/8/16 to present (LT) |  |  | Tidal River Channel (Freshwater) | Tidal River Channel (freshwater) | 17 | South Delta | ADCP co-located with WQ sonde (primary temp sensor); ADCP temp data is not reported to CDEC, but is on WDL | WDL | B95370Q | 07/07/2014 to present | Not reported to CDEC since not primary sensor | Not reported to CDEC since not primary sensor | Not reported to CDEC since not primary sensor | Not reported to CDEC since not primary sensor | Not reported to CDEC since not primary sensor | Not reported to CDEC since not primary sensor | Not reported to CDEC since not primary sensor | Not reported to CDEC since not primary sensor | Not reported to CDEC since not primary sensor | Not reported to CDEC since not primary sensor | Not reported to CDEC since not primary sensor
OLD | OLD RIVER AT TRACY BLVD. | Dave Huston | NCRO | Dave.Huston@water.ca.gov | A | B | N/A | No | Teledyne RD Instruments & In-Situ | ChannelMaster ADCP 600 kHz & Level Troll 700H |  | Not reported to CDEC as not primary sensor | 0.2 C & 0.1 C | Yes | 1/18/11 to present (ADCP); 10/7/16 to present (LT) |  |  | Tidal River Channel (Freshwater) | Tidal River Channel (freshwater) | 3 | South Delta | ADCP co-located with WQ sonde (primary temp sensor); ADCP temp data is not reported to CDEC, but is on WDL | WDL | B95380Q | 01/18/2011 to present | Not reported to CDEC since not primary sensor | Not reported to CDEC since not primary sensor | Not reported to CDEC since not primary sensor | Not reported to CDEC since not primary sensor | Not reported to CDEC since not primary sensor | Not reported to CDEC since not primary sensor | Not reported to CDEC since not primary sensor | Not reported to CDEC since not primary sensor | Not reported to CDEC since not primary sensor | Not reported to CDEC since not primary sensor | Not reported to CDEC since not primary sensor
PDC | PARADISE CUT | Dave Huston | NCRO | Dave.Huston@water.ca.gov | A | B | N/A | No | Teledyne RD Instruments & In-Situ | ChannelMaster ADCP 600 kHz & Level Troll 700H |  | Not reported to CDEC as not primary sensor | 0.2 C & 0.1 C | Yes | 3/18/14 to present (ADCP); 10/7/16 to present (LT) |  |  | Tidal River Channel (Freshwater) | Tidal River Channel (freshwater) | 4 | South Delta | ADCP co-located with WQ sonde (primary temp sensor); ADCP temp data is not reported to CDEC, but is on WDL | WDL | B95410Q | 02/17/2014 to present | Not reported to CDEC since not primary sensor | Not reported to CDEC since not primary sensor | Not reported to CDEC since not primary sensor | Not reported to CDEC since not primary sensor | Not reported to CDEC since not primary sensor | Not reported to CDEC since not primary sensor | Not reported to CDEC since not primary sensor | Not reported to CDEC since not primary sensor | Not reported to CDEC since not primary sensor | Not reported to CDEC since not primary sensor | Not reported to CDEC since not primary sensor
MIR | MINER SLOUGH | Dave Huston | NCRO | Dave.Huston@water.ca.gov | A | B | N/A | No | Teledyne RD Instruments & In-Situ | ChannelMaster ADCP 600 kHz & Level Troll 700H |  | Not reported to CDEC as not primary sensor | 0.2 C & 0.1 C | Yes | 6/12/15 to present (ADCP); 9/26/16 to present (LT) |  |  | Tidal River Channel (Freshwater) | Tidal River Channel (freshwater) | 4 | North Delta | ADCP co-located with WQ sonde (primary temp sensor); ADCP temp data is not reported to CDEC, but is on WDL | WDL | B914701Q | 06/09/2015 to present | Not reported to CDEC since not primary sensor | Not reported to CDEC since not primary sensor | Not reported to CDEC since not primary sensor | Not reported to CDEC since not primary sensor | Not reported to CDEC since not primary sensor | Not reported to CDEC since not primary sensor | Not reported to CDEC since not primary sensor | Not reported to CDEC since not primary sensor | Not reported to CDEC since not primary sensor | Not reported to CDEC since not primary sensor | Not reported to CDEC since not primary sensor
SJD | SAN JOAQUIN RIVER NEAR DOS REIS | Dave Huston | NCRO | Dave.Huston@water.ca.gov | A | B | N/A | No | Teledyne RD Instruments & In-Situ | ChannelMaster ADCP 600 kHz & Level Troll 700H |  | Not reported to CDEC as not primary sensor | 0.2 C & 0.1 C | Yes | 2/28/13 to present (ADCP); 8/8/16 to present (LT) |  |  | Tidal River Channel (Freshwater) | Tidal River Channel (freshwater) | 4 | South Delta | ADCP co-located with WQ sonde (primary temp sensor); ADCP temp data is not reported to CDEC, but is on WDL | WDL | B95760 | 02/28/2013 to present | Not reported to CDEC since not primary sensor | Not reported to CDEC since not primary sensor | Not reported to CDEC since not primary sensor | Not reported to CDEC since not primary sensor | Not reported to CDEC since not primary sensor | Not reported to CDEC since not primary sensor | Not reported to CDEC since not primary sensor | Not reported to CDEC since not primary sensor | Not reported to CDEC since not primary sensor | Not reported to CDEC since not primary sensor | Not reported to CDEC since not primary sensor
BDT | SAN JOAQUIN RIVER AT BRANDT BRIDGE | Dave Huston | NCRO | Dave.Huston@water.ca.gov | A | B | N/A | No | Teledyne RD Instruments & In-Situ | ChannelMaster ADCP 600 kHz & Level Troll 700H |  | Not reported to CDEC as not primary sensor | 0.2 C & 0.1 C | Yes | 6/22/07 to present (ADCP); 8/16/16 to present (LT) |  |  | Tidal River Channel (Freshwater) | Tidal River Channel (freshwater) | 4 | South Delta | ADCP co-located with WQ sonde (primary temp sensor); ADCP temp data is not reported to CDEC, but is on WDL | WDL | B95740Q | 06/22/2007 to present | Not reported to CDEC since not primary sensor | Not reported to CDEC since not primary sensor | Not reported to CDEC since not primary sensor | Not reported to CDEC since not primary sensor | Not reported to CDEC since not primary sensor | Not reported to CDEC since not primary sensor | Not reported to CDEC since not primary sensor | Not reported to CDEC since not primary sensor | Not reported to CDEC since not primary sensor | Not reported to CDEC since not primary sensor | Not reported to CDEC since not primary sensor
NSL | MONTEZUMA SLOUGH AT NATIONAL STEEL | Dave Huston | NCRO | Dave.Huston@water.ca.gov | A | B | N/A | No | Teledyne RD Instruments & In-Situ | ChannelMaster ADCP 600 kHz & Level Troll 700H |  | Not reported to CDEC as not primary sensor | 0.2 C & 0.1 C | Yes | 6/23/07 to present (ADCP); 9/26/16 to present (LT) |  |  | Brackish | Tidal River Channel (brackish) | 7 | Suisun Marsh | ADCP co-located with WQ sonde (primary temp sensor); ADCP temp data is not reported to CDEC, but is on WDL | WDL | E33670 | 06/22/2007 to present | Not reported to CDEC since not primary sensor | Not reported to CDEC since not primary sensor | Not reported to CDEC since not primary sensor | Not reported to CDEC since not primary sensor | Not reported to CDEC since not primary sensor | Not reported to CDEC since not primary sensor | Not reported to CDEC since not primary sensor | Not reported to CDEC since not primary sensor | Not reported to CDEC since not primary sensor | Not reported to CDEC since not primary sensor | Not reported to CDEC since not primary sensor
ORI | OLD RIVER NEAR CLIFTON COURT INTAKE | Dave Huston | NCRO | Dave.Huston@water.ca.gov | A | B | N/A | No | Teledyne RD Instruments & In-Situ | ChannelMaster ADCP 600 kHz & Level Troll 700H |  | Not reported to CDEC as not primary sensor | 0.2 C & 0.1 C | Yes | 3/18/05 to present (ADCP); 8/8/16 to present (LT) |  |  | Tidal River Channel (Freshwater) | Tidal River Channel (freshwater) | 4 | South Delta | ADCP co-located with WQ sonde (primary temp sensor); ADCP temp data is not reported to CDEC, but is on WDL | WDL | B95341 | 03/21/2005 to present | Not reported to CDEC since not primary sensor | Not reported to CDEC since not primary sensor | Not reported to CDEC since not primary sensor | Not reported to CDEC since not primary sensor | Not reported to CDEC since not primary sensor | Not reported to CDEC since not primary sensor | Not reported to CDEC since not primary sensor | Not reported to CDEC since not primary sensor | Not reported to CDEC since not primary sensor | Not reported to CDEC since not primary sensor | Not reported to CDEC since not primary sensor
WCI | WEST CANAL NEAR CLIFTON COURT INTAKE | Dave Huston | NCRO | Dave.Huston@water.ca.gov | A | B | N/A | No | Teledyne RD Instruments & In-Situ | ChannelMaster ADCP 600 kHz & Level Troll 700H |  | Not reported to CDEC as not primary sensor | 0.2 C & 0.1 C | Yes | 3/21/05 to present (ADCP); 10/18/16 to present (LT) |  |  | Tidal River Channel (Freshwater) | Tidal River Channel (freshwater) | 5 | South Delta | ADCP co-located with WQ sonde (primary temp sensor); ADCP temp data is not reported to CDEC, but is on WDL | WDL | B95338 | 03/21/2005 to present | Not reported to CDEC since not primary sensor | Not reported to CDEC since not primary sensor | Not reported to CDEC since not primary sensor | Not reported to CDEC since not primary sensor | Not reported to CDEC since not primary sensor | Not reported to CDEC since not primary sensor | Not reported to CDEC since not primary sensor | Not reported to CDEC since not primary sensor | Not reported to CDEC since not primary sensor | Not reported to CDEC since not primary sensor | Not reported to CDEC since not primary sensor
SOI | SACRAMENTO RIVER DOWNSTREAM OF ISLETON | Dave Huston | NCRO | Dave.Huston@water.ca.gov | A | B | N/A | No | Teledyne RD Instruments & In-Situ | ChannelMaster ADCP 600 kHz & Level Troll 700H |  | Not reported to CDEC as not primary sensor | 0.2 C & 0.1 C | Yes | 6/19/15 to present (ADCP); 9/26/16 to present (LT) |  |  | Tidal River Channel (Freshwater) | Tidal River Channel (freshwater) | 30 | North Delta | ADCP co-located with WQ sonde (primary temp sensor); ADCP temp data is not reported to CDEC, but is on WDL | WDL | B91250 | 06/29/2015 to present | Not reported to CDEC since not primary sensor | Not reported to CDEC since not primary sensor | Not reported to CDEC since not primary sensor | Not reported to CDEC since not primary sensor | Not reported to CDEC since not primary sensor | Not reported to CDEC since not primary sensor | Not reported to CDEC since not primary sensor | Not reported to CDEC since not primary sensor | Not reported to CDEC since not primary sensor | Not reported to CDEC since not primary sensor | Not reported to CDEC since not primary sensor
ECD | EAST CONTRA COSTA ID PP#1 | Kenneth Karcher & Matt Mulligan | NCRO-Surface Water Section | Kenneth.Karcher@water.ca.gov; Matthew.Mulligan@water.ca.gov | A | B | 0 to 1 | No | YSI | 600LS | C | 0.1 | 0.1 | No | 15 min, starts in 2008 | No | NA | Channel | Tidal Canal (freshwater) | 3 | South Delta | None | WDL | B95242 | 03/01/2008 to 09/04/2019 (to be updated) | 10/02/2013 to present degC | None | event | None | 37.9179 | -121.626 | DISCOVERY BAY | CONTRA COSTA | DELTA | CA Dept of Water Resources | SACRAMENTO RIVER
RSL | ROCK SLOUGH ABV CONTRA COSTA CANAL | Kenneth Karcher & Matt Mulligan | NCRO-Surface Water Section | Kenneth.Karcher@water.ca.gov; Matthew.Mulligan@water.ca.gov | A | B | 0 to 1 | No | YSI | 600LS | C | 0.1 | 0.1 | No | 15 min, starts in 2008 | No | NA | Channel | Tidal Canal (freshwater) | 3 | South Delta | None | WDL | B95218 | 11/01/2008 to 09/19/2019 (to be updated) | 11/26/2012 to present | None | event | None | 37.9763 | -121.6376 | BRENTWOOD | CONTRA COSTA | DELTA | CA Dept of Water Resources | SAN JOAQUIN RIVER
TMS | THREE MILE SLOUGH | Kenneth Karcher & Matt Mulligan | NCRO-Surface Water Section | Kenneth.Karcher@water.ca.gov; Matthew.Mulligan@water.ca.gov | A | B | 0 to 1 | No | YSI | 600LS | C | 0.1 | 0.1 | No | 15 min | No | NA | Channel | Tidal River Channel (freshwater) | 50 | North Delta | None | Not on WDL/Hydstra | N/A | N/A | 04/13/2006 to present | None | event | None | 38.106 | -121.7 | ANTIOCH | SACRAMENTO | SACRAMENTO R | CA Dept of Water Resources | SACRAMENTO RIVER
MHR | MIDDLE RIVER AT HOWARD ROAD BRIDGE | Kenneth Karcher & Matt Mulligan | NCRO-Surface Water Section | Kenneth.Karcher@water.ca.gov; Matthew.Mulligan@water.ca.gov | D | B | 0 to 1 | No | YSI | 600LS | C | 0.1 | 0.1 | No | 15 min | No | NA | Channel | Tidal River Channel (freshwater) | 6 | South Delta | None | WDL | B95530 | 06/01/2008 to 07/07/2010 | 03/29/2006 to 07/07/2010 | None | event | None | 37.877 | -121.384 | STOCKTON | SAN JOAQUIN | SAN JOAQUIN R | CA Dept of Water Resources | SAN JOAQUIN RIVER
MTB | MIDDLE RIVER AT TRACY BLVD | Kenneth Karcher & Matt Mulligan | NCRO-Surface Water Section | Kenneth.Karcher@water.ca.gov; Matthew.Mulligan@water.ca.gov | A | B | 0 to 1 | No | YSI | 600LS | C | 0.1 | 0.1 | No | 15 min, starts in 1988 | No | NA | Channel | Tidal River Channel (freshwater) | 6 | South Delta | None | WDL | B95503 | 10/01/1988 to 09/24/2019 (to be updated) | 10/30/2002 to present | None | event | None | 37.881 | -121.456 | TRACY | SAN JOAQUIN | SAN JOAQUIN R | CA Dept of Water Resources | SAN JOAQUIN RIVER
OBD | OLD RIVER NEAR DMC BELOW DAM | Kenneth Karcher & Matt Mulligan | NCRO-Surface Water Section | Kenneth.Karcher@water.ca.gov; Matthew.Mulligan@water.ca.gov | D | B | 0 to 1 | No | YSI | 600LS | C | 0.1 | 0.1 | No | 15 min, starts in 1997 | No | NA | Channel | Tidal River Channel (freshwater) | 5 | South Delta | None | WDL | B95365 | 10/01/1997 to 07/02/2010 | 04/18/2006 to 07/07/2010 | None | event | None | 37.811 | -121.5439 | TRACY | SAN JOAQUIN | SAN JOAQUIN R | CA Dept of Water Resources | SAN JOAQUIN RIVER
SJL | SAN JOAQUIN R BLW OLD R NEAR LATHROP | Kenneth Karcher & Matt Mulligan | NCRO-Surface Water Section | Kenneth.Karcher@water.ca.gov; Matthew.Mulligan@water.ca.gov | A | B | 0 to 1 | No | YSI | 600LS | C | 0.1 | 0.1 | No | 15 min | No | NA | Channel | Tidal River Channel (freshwater) | 5 | South Delta | None | WDL | B95765 | 12/17/2007 to 09/03/2019 (to be updated) | 05/09/2006 to present | None | event | None | 37.8111 | -121.324 | LATHROP | SAN JOAQUIN | SAN JOAQUIN R | CA Dept of Water Resources | SAN JOAQUIN RIVER
PCO | PARADISE CUT ABV OLD R | Kenneth Karcher & Matt Mulligan | NCRO-Surface Water Section | Kenneth.Karcher@water.ca.gov; Matthew.Mulligan@water.ca.gov | A | B | 0 to 1 | No | YSI | 600LS | C | 0.1 | 0.1 | No | 15 min, starts in 2008 | No | NA | Channel | Tidal River Channel (freshwater) | 5 | South Delta | None | WDL | B95410 | 01/01/2008 to 09/05/2019 (to be updated) | 06/25/2012 to present | None | event | None | 37.8019 | -121.4123 | TRACY | SAN JOAQUIN | DELTA | CA Dept of Water Resources/NCRO | SAN JOAQUIN RIVER
SUR | SUGAR CUT | Kenneth Karcher & Matt Mulligan | NCRO-Surface Water Section | Kenneth.Karcher@water.ca.gov; Matthew.Mulligan@water.ca.gov | A | B | 0 to 1 | No | YSI | 600LS | C | 0.1 | 0.1 | No | 15 min, starts in 2008 | No | NA | Channel | Tidal River Channel (freshwater) | 5 | South Delta | None | WDL | B95422 | 06/25/2008 to 09/09/2019 (to be updated) | 06/25/2012 to present | None | event | None | 37.7885 | -121.4193 | TRACY | SAN JOAQUIN | DELTA | CA Dept of Water Resources/NCRO | SAN JOAQUIN RIVER
MKN | NF MOKELUMNE R BLW SNODGRASS SLOUGH | Kenneth Karcher & Matt Mulligan | NCRO-Surface Water Section | Kenneth.Karcher@water.ca.gov; Matthew.Mulligan@water.ca.gov | A | B | 0 to 1 | No | YSI | 600LS | C | 0.1 | 0.1 | No | 15 min, starts in 1990 | No | NA | Channel | Tidal River Channel (freshwater) | 5 | North Delta | None | WDL | B94133 | 10/01/1990 to 09/26/2019 (to be updated) | 07/14/2015 to present degC | None | event | None | 38.2231 | -121.5068 |  | SAN JOAQUIN | MOKELUMNE R | CA Dept of Water Resources/NCRO | SAN JOAQUIN RIVER
SUS | STEAMBOAT SLOUGH BLW SUTTER SLOUGH | Kenneth Karcher & Matt Mulligan | NCRO-Surface Water Section | Kenneth.Karcher@water.ca.gov; Matthew.Mulligan@water.ca.gov | A | B | 0 to 1 | No | YSI | 600LS | C | 0.1 | 0.1 | No | 15 min, starts in 1990 | No | NA | Channel | Tidal River Channel (freshwater) | 5 | North Delta | None | WDL | B91479 | 10/01/1990 to 07/30/2019 (to be updated) | 06/10/2015 to present degC | None | event | None | 38.2525 | -121.6014 | OXFORD | SACRAMENTO | SACRAMENTO R | CA Dept of Water Resources/NCRO | SACRAMENTO RIVER
SWE | SACRAMENTO R AT WALNUT GROVE EC | Kenneth Karcher & Matt Mulligan | NCRO-Surface Water Section | Kenneth.Karcher@water.ca.gov; Matthew.Mulligan@water.ca.gov | A | B | 0 to 1 | No | YSI | 600LS | C | 0.1 | 0.1 | No | 15 min, starts in 1988 | No | NA | Channel | Tidal River Channel (freshwater) | 10 | North Delta | None | WDL | B91650 | 10/01/1988 to 10/11/2019 (to be updated) | 08/20/2015 to present degC | None | event | None | 38.2419 | -121.5148 | WALNUT GROVE | SACRAMENTO | SACRAMENTO R | CA Dept of Water Resources/NCRO | SACRAMENTO RIVER
BIR | MIDDLE R AT BACON ISLAND RD | Kenneth Karcher & Matt Mulligan | NCRO-Surface Water Section | Kenneth.Karcher@water.ca.gov; Matthew.Mulligan@water.ca.gov | A | B | 0 to 1 | No | YSI | 600LS | C | 0.1 | 0.1 | No | 15 min, starts in 1990 | No | NA | Channel | Tidal River Channel (freshwater) | 5 | South Delta | None | Not on WDL/Hydstra | N/A | N/A | 03/02/2018 to present | None | event | None | 37.9431 | -121.5339 | MIDDLE RIVER | SAN JOAQUIN | SAN JOAQUIN R | CA Dept of Water Resources/NCRO | SAN JOAQUIN RIVER
DAR | DRAINAGE AT ARBOR ROAD | Kenneth Karcher & Matt Mulligan | NCRO-Surface Water Section | Kenneth.Karcher@water.ca.gov; Matthew.Mulligan@water.ca.gov | A | B | 0 to 1 | No | YSI | 600LS | C | 0.1 | 0.1 | No | 15 min | No | NA | Channel | Tidal River Channel (freshwater) | 1 | South Delta | None | Not on WDL/Hydstra | N/A | N/A | 01/22/2016 to present degC | None | event | None | 37.769 | -121.4194 | TRACY | SAN JOAQUIN | SAN JOAQUIN R | CA Dept of Water Resources/NCRO | SACRAMENTO RIVER
SR3 | THREE MILE SLOUGH AT SAN JOAQUIN R | Kenneth Karcher & Matt Mulligan | NCRO-Surface Water Section | Kenneth.Karcher@water.ca.gov; Matthew.Mulligan@water.ca.gov | A | B | 0 to 1 | No | YSI | 600LS | C | 0.1 | 0.1 | No | 15 min, starts in 1990 | No | NA | Channel | Tidal River Channel (freshwater) | 5 | South Delta | None | WDL | B95060 | 10/01/1990 to 07/24/2019 (to be updated) | 02/11/2016 to present degC | None | event | None | 38.0901 | -121.6868 | RIO VISTA | SACRAMENTO | SAN JOAQUIN R | CA Dept of Water Resources/NCRO | SACRAMENTO RIVER
TPS | TOM PAINE SLOUGH ABV THE MOUTH | Kenneth Karcher & Matt Mulligan | NCRO-Surface Water Section | Kenneth.Karcher@water.ca.gov; Matthew.Mulligan@water.ca.gov | A | B | 0 to 1 | No | YSI | 600LS | C | 0.1 | 0.1 | No | 15 min | No | NA | Channel | Tidal River Channel (freshwater) | 5 | South Delta | None | Not on WDL/Hydstra | N/A | N/A | Not a temp station | None | event | None | 37.7905 | -121.4186 | TRACY | SAN JOAQUIN | SAN JOAQUIN R | CA Dept of Water Resources/NCRO | SAN JOAQUIN RIVER
BAC | BACON ISLAND AT OLD RIVER | Kenneth Karcher & Matt Mulligan | NCRO-Surface Water Section | Kenneth.Karcher@water.ca.gov; Matthew.Mulligan@water.ca.gov | A | B | 0 to 1 | No | YSI | 600LS | C | 0.1 | 0.1 | No | 15 min | No | NA | Channel | Tidal River Channel (freshwater) | 4 | South Delta | None | WDL | B95250 | 06/01/2008 to 09/27/2019 (to be updated) | 04/17/2008 to present | None | event | None | 37.9693 | -121.5722 | BRENTWOOD | SAN JOAQUIN | DELTA | CA Dept of Water Resources/O & M | SACRAMENTO RIVER
OLD | OLD RIVER NEAR TRACY | Kenneth Karcher & Matt Mulligan | NCRO-Surface Water Section | Kenneth.Karcher@water.ca.gov; Matthew.Mulligan@water.ca.gov | A | B | 0 to 1 | No | YSI | 600LS | C | 0.1 | 0.1 | No | 15 min, starts in 1988 | No | NA | Channel | Tidal River Channel (freshwater) | 5 | South Delta | None | WDL | B95380 | 10/01/1988 to 10/04/2019 (to be updated) | 04/06/2005 to present | None | event | None | 37.8048 | -121.4496 | TRACY | SAN JOAQUIN | DELTA | CA Dept of Water Resources/O & M | SACRAMENTO RIVER
BDT | SAN JOAQUIN R AT BRANDT BRIDGE | Kenneth Karcher & Matt Mulligan | NCRO-Surface Water Section | Kenneth.Karcher@water.ca.gov; Matthew.Mulligan@water.ca.gov | A | B | 0 to 1 | No | YSI | 600LS | C | 0.1 | 0.1 | No | 15 min, starts in 1988 | No | NA | Channel | Tidal River Channel (freshwater) | 5 | South Delta | None | WDL | B95740 | 10/01/1988 to 10/04/2019 (to be updated) | 04/06/2005 to present | None | event | None | 37.865 | -121.3231 | LATHROP | SAN JOAQUIN | SAN JOAQUIN R | CA Dept of Water Resources/O & M | SAN JOAQUIN RIVER
BDL | BELDON LANDING | Edwin Limanto, George Benny & Asha Pluton | DES/Marsh | Edwin.Limanto@water.ca.gov; George.Benny@water.ca.gov; Asha.Pluton@water.ca.gov | A | S | 1 | No | YSI | EXO2 | F | 0.1 | 0.15 | No | E, H | No |  | Channel | Tidal River Channel (brackish, marsh) | 7 | Suisun Marsh |  | Water Quality Portal (Internal DES) |  |  | 05/27/2009 to present | 02/27/2008 to present | event and hourly |  | 38.1869 | -121.9708 | FAIRFIELD | SOLANO | SACRAMENTO R | CA Dept of Water Resources/ DES | SACRAMENTO RIVER
BLL | BLACKLOCK (NE1) | Edwin Limanto, George Benny & Asha Pluton | DES/Marsh | Edwin.Limanto@water.ca.gov; George.Benny@water.ca.gov; Asha.Pluton@water.ca.gov | A | S | 1 | No | YSI | 6600 | F | 0.1 | 0.15 | No | E, H | No |  | Channel outside and flooded island inside | Tidal River Channel (brackish, marsh) | 5 | Suisun Marsh | Channel station; additional data inside flooded island | Water Quality Portal (Internal DES) |  |  | 05/15/2009 to present | 01/07/2005 to present | event and hourly |  | 38.1801 | -121.9069 | MONTEZUMA | SOLANO | SACRAMENTO R | CA Dept of Water Resources/ DES | SACRAMENTO RIVER
CSE | COLLINSVILLE ON SACRAMENTO RIVER | Edwin Limanto, George Benny & Asha Pluton | DES/Marsh | Edwin.Limanto@water.ca.gov; George.Benny@water.ca.gov; Asha.Pluton@water.ca.gov | A | S | 1 | No | YSI | EXO2 | F | 0.1 | 0.15 | No | E, H | No |  | Channel | Tidal River Channel (brackish, marsh) | 50 | Suisun Marsh |  | Water Quality Portal (Internal DES) |  |  | 02/19/2009 to present | 05/20/2009 to present | event and hourly |  | 38.074 | -121.8501 | FAIRFIELD | SOLANO | DELTA | CA Dept of Water Resources/ DES | SACRAMENTO RIVER
CYG | CYGNUS-CORDELIA SLOUGH | Edwin Limanto, George Benny & Asha Pluton | DES/Marsh | Edwin.Limanto@water.ca.gov; George.Benny@water.ca.gov; Asha.Pluton@water.ca.gov | A | S | 1 | No | Foxboro | Foxboro Cyngus 872 | F | 0.1 | 0.15 | No | E | No |  | Channel | Tidal River Channel (brackish, marsh) | 6 | Suisun Marsh |  | Water Quality Portal (Internal DES) |  |  | 02/19/2009 to present |  | Event |  | 38.1527 | -122.0908 | FAIRFIELD | SOLANO | DELTA | CA Dept of Water Resources/ DES | SACRAMENTO RIVER
FLT | GOODYEAR SLOUGH OUTFALL @ NAVAL FLEET | Edwin Limanto, George Benny & Asha Pluton | DES/Marsh | Edwin.Limanto@water.ca.gov; George.Benny@water.ca.gov; Asha.Pluton@water.ca.gov | A | S | 1 | No | YSI | EXO2 | F | 0.1 | 0.15 | No | E, H | No |  | Channel | Tidal River Channel (brackish, marsh) | 2 | Suisun Marsh | Human-made channel draining natural slough | Water Quality Portal (Internal DES) |  |  | 10/21/2010 to present |  | event and hourly |  | 38.0804 | -122.102 | BENICIA | SOLANO | DELTA | CA Dept of Water Resources/ DES | SACRAMENTO RIVER
GOD | GODFATHER II ON SUISUN SLOUGH | Edwin Limanto, George Benny & Asha Pluton | DES/Marsh | Edwin.Limanto@water.ca.gov; George.Benny@water.ca.gov; Asha.Pluton@water.ca.gov | A | S | 1 | No | YSI | EXO2 | F | 0.1 | 0.15 | No | E, H | No |  | Channel | Tidal River Channel (brackish, marsh) | 7 | Suisun Marsh |  | Water Quality Portal (Internal DES) |  |  | 10/21/2010 to present |  | event and hourly |  | 38.1238 | -122.0812 | FAIRFIELD | SOLANO | DELTA | CA Dept of Water Resources/ DES | SACRAMENTO RIVER
GYS | GOODYEAR SLOUGH | Edwin Limanto, George Benny & Asha Pluton | DES/Marsh | Edwin.Limanto@water.ca.gov; George.Benny@water.ca.gov; Asha.Pluton@water.ca.gov | A | S | 1 | No | YSI | EXO2 | F | 0.1 | 0.15 | No | E, H | No |  | Channel | Tidal River Channel (brackish, marsh) | 4 | Suisun Marsh |  | Water Quality Portal (Internal DES) |  |  | 06/04/2009 to present |  | event and hourly |  | 38.118 | -122.095 | BENICIA | SOLANO | DELTA | CA Dept of Water Resources/ DES | SACRAMENTO RIVER
HUN | HUNTER CUT AT MONTEZUMA SLOUGH | Edwin Limanto, George Benny & Asha Pluton | DES/Marsh | Edwin.Limanto@water.ca.gov; George.Benny@water.ca.gov; Asha.Pluton@water.ca.gov | A | S | 1 | No | YSI | EXO2 | F | 0.1 | 0.15 | No | E | No |  | Channel | Tidal River Channel (brackish, marsh) | 7 | Suisun Marsh |  | Water Quality Portal (Internal DES) |  |  | 02/19/2009 to present | 07/01/2018 to present | event and hourly |  | 38.156 | -122.0527 | FAIRFIELD | SOLANO | DELTA | CA Dept of Water Resources/ DES | SACRAMENTO RIVER
IBS | IBIS | Edwin Limanto, George Benny & Asha Pluton | DES/Marsh | Edwin.Limanto@water.ca.gov; George.Benny@water.ca.gov; Asha.Pluton@water.ca.gov | A | S | 1 | No | YSI | EXO2 | F | 0.1 | 0.15 | No | E, H | No |  | Channel | Tidal River Channel (brackish, marsh) | 3 | Suisun Marsh |  | Water Quality Portal (Internal DES) |  |  | 06/05/2009 to present | 03/26/2004 to present | event and hourly |  | 38.157 | -122.113 | CORDELIA | SOLANO | DELTA | CA Dept of Water Resources/ DES | SACRAMENTO RIVER
MSL | MONTEZUMA SLOUGH AT ROARING R | Edwin Limanto, George Benny & Asha Pluton | DES/Marsh | Edwin.Limanto@water.ca.gov; George.Benny@water.ca.gov; Asha.Pluton@water.ca.gov | A | S | 1 | No | YSI | EXO2 | F | 0.1 | 0.15 | No | E, H | No |  | Channel | Tidal River Channel (brackish, marsh) | 6 | Suisun Marsh |  | Water Quality Portal (Internal DES) |  |  | 02/19/2009 to present | 09/16/2009 to present | event and hourly |  | 38.0934 | -121.8872 | FAIRFIELD | SOLANO | DELTA | CA Dept of Water Resources/ DES | SACRAMENTO RIVER
NSL | NATIONAL STEEL | Edwin Limanto, George Benny & Asha Pluton | DES/Marsh | Edwin.Limanto@water.ca.gov; George.Benny@water.ca.gov; Asha.Pluton@water.ca.gov | A | S | 1 | No | YSI | EXO2 | F | 0.1 | 0.15 | No | E, H | No |  | Channel | Tidal River Channel (brackish, marsh) | 5 | Suisun Marsh |  | Water Quality Portal (Internal DES) |  |  | 05/21/2009 to present | 04/21/2005 to present | event and hourly |  | 38.1221 | -121.8881 | BIRD'S LANDING | SOLANO | SACRAMENTO R | CA Dept of Water Resources/ DES | SACRAMENTO RIVER
PEL | Roaring River at Pelican Point | Edwin Limanto, George Benny & Asha Pluton | DES/Marsh | Edwin.Limanto@water.ca.gov; George.Benny@water.ca.gov; Asha.Pluton@water.ca.gov | A | B | 1 | No | Druck | ? | Stage only |  |  | No | E | No |  | Channel | Tidal River Channel (brackish, marsh) | 2 | Suisun Marsh | Channel with flow control gates | Water Quality Portal (Internal DES) |  |  | 11/13/2013 to present |  | Event |  | 38.1108 | -121.9719 | BIRD'S LANDING | SOLANO | SACRAMENTO R | CA Dept of Water Resources/ DES | SACRAMENTO RIVER
ROR | ROARING RIVER | Edwin Limanto, George Benny & Asha Pluton | DES/Marsh | Edwin.Limanto@water.ca.gov; George.Benny@water.ca.gov; Asha.Pluton@water.ca.gov | A | S | 1 | No | YSI | 6600 | F | 0.1 | 0.15 | No | E, H | No |  | Channel | Tidal River Channel (brackish, marsh) | 4 | Suisun Marsh | Channel with flow control gates | Water Quality Portal (Internal DES) |  |  | 05/28/2009 to present | 05/15/2008 to present | event and hourly |  | 38.092 | -121.889 | MONTEZUMA | SOLANO | DELTA | CA Dept of Water Resources/ DES | SACRAMENTO RIVER
SNC | SUNRISE CLUB | Edwin Limanto, George Benny & Asha Pluton | DES/Marsh | Edwin.Limanto@water.ca.gov; George.Benny@water.ca.gov; Asha.Pluton@water.ca.gov | A | S | 1 | No | YSI | EXO2 | F | 0.1 | 0.15 | No | E, H | No |  | Channel | Tidal River Channel (brackish, marsh) | 5 | Suisun Marsh |  | Water Quality Portal (Internal DES) |  |  | 06/05/2009 to present |  | event and hourly |  | 38.185 | -122.083 | CORDELIA | SOLANO | DELTA | CA Dept of Water Resources/ DES | SACRAMENTO RIVER
TEA | TEAL CLUB AT FRANK HORAN SLOUGH | Edwin Limanto, George Benny & Asha Pluton | DES/Marsh | Edwin.Limanto@water.ca.gov; George.Benny@water.ca.gov; Asha.Pluton@water.ca.gov | A | S | 1 | No | YSI | 6600 | F | 0.1 | 0.15 | No | E, H | No |  | Channel | Tidal River Channel (brackish, marsh) | 5 | Suisun Marsh |  | Water Quality Portal (Internal DES) |  |  | 05/10/2010 to present |  | event and hourly |  | 38.1766 | -122.0872 | FAIRFIELD | SOLANO | DELTA | CA Dept of Water Resources/ DES | SACRAMENTO RIVER
VOL | VOLANTI | Edwin Limanto, George Benny & Asha Pluton | DES/Marsh | Edwin.Limanto@water.ca.gov; George.Benny@water.ca.gov; Asha.Pluton@water.ca.gov | A | S | 1 | No | YSI | EXO2 | F | 0.1 | 0.15 | No | E, H | No |  | Channel | Tidal River Channel (brackish, marsh) | 13 | Suisun Marsh |  | Water Quality Portal (Internal DES) |  |  | 05/15/2009 to present | 05/24/2000 to present | event and hourly |  | 38.181 | -122.046 | FAIRFIELD | SOLANO | DELTA | CA Dept of Water Resources/ DES | SACRAMENTO RIVER
GYN | Green Valley Creek | Edwin Limanto, George Benny & Asha Pluton | DES/Marsh | Edwin.Limanto@water.ca.gov; George.Benny@water.ca.gov; Asha.Pluton@water.ca.gov | D | B | 1 | No | Druck | ? | Stage only |  |  | No | E | No |  | Channel | Tidal River Channel (brackish, marsh) | 1 | Fairfield | Stream stage gage only | Water Quality Portal (Internal DES) |  |  | 2/19/2009 to 12/31/2016 |  | Event |  | 38.2206 | -122.148 | FAIRFIELD | SOLANO | DELTA | CA Dept of Water Resources/ DES | SACRAMENTO RIVER
SUC | Suisun Creek at Cordelia Road | Edwin Limanto, George Benny & Asha Pluton | DES/Marsh | Edwin.Limanto@water.ca.gov; George.Benny@water.ca.gov; Asha.Pluton@water.ca.gov | D | B | 1 | No | Druck | ? | Stage only |  |  | No | E, H | No |  | Channel | Tidal River Channel (brackish, marsh) | 1 | Fairfield |  | Water Quality Portal (Internal DES) |  |  | 3/8/2010 to 12/31/2016 |  | event and hourly |  | 38.2242 | -122.1068 | FAIRFIELD | SOLANO | DELTA | CA Dept of Water Resources/ DES | SACRAMENTO RIVER
HSL | Hill Slough | Edwin Limanto, George Benny & Asha Pluton | DES/Marsh | Edwin.Limanto@water.ca.gov; George.Benny@water.ca.gov; Asha.Pluton@water.ca.gov | A | S | 1 | No | YSI | EXO2 | F | 0.1 | 0.15 | No | E, H | No |  | Channel | Tidal River Channel (brackish, marsh) | 7 | Suisun Marsh | Monitoring station near planned restoration | Water Quality Portal (Internal DES) |  |  | 11/5/2019 to present |  | event and hourly |  | 38.2222 | -122.024 | FAIRFIELD | SOLANO | DELTA | CA Dept of Water Resources/ DES | SACRAMENTO RIVER
FRK | FRANK'S TRACT MID TRACT | Mike/Scott | EMP | Mike.Dempsey@water.ca.gov; Scott.Waller@water.ca.gov | A | B | ~1m under surface of the water, so it is fixed to the bottom, it does not float up and down with the tide | No | YSI | 6600 | F | 0.1 | 0.15 | No |  | No |  | Mostly Fresh water | Tidal Flooded Island (freshwater) | 1500 | San Joaquin | Distance to closest shore | Water Quality Portal (Internal DES) |  |  | 06/19/2015 to present | 15-minute data only | 15-minute data only |  | 38.0464 | -121.5981 | ANTIOCH | CONTRA COSTA | DELTA | CA Dept of Water Resources/ DES | SAN JOAQUIN RIVER
GZL | GRIZZLY BAY | Mike/Scott | EMP | Mike.Dempsey@water.ca.gov; Scott.Waller@water.ca.gov | A | B | ~1m under surface of the water, so it is fixed to the bottom, it does not float up and down with the tide | No | YSI | 6600 | F | 0.1 | 0.15 | No |  | No |  | Estuarine Embayment (Brackish water) | Tidal Embayment (Brackish) | 2200 | Suisun Bay | Distance to closest shore | Water Quality Portal (Internal DES) |  |  | 06/19/2015 to present | 15-minute data only | 15-minute data only |  | 38.1243 | -122.0381 | FAIRFIELD | SOLANO | DELTA | CA Dept of Water Resources/ DES | SAN FRANCISCO BAY
HON | HONKER BAY | Mike/Scott | EMP | Mike.Dempsey@water.ca.gov; Scott.Waller@water.ca.gov | A | B | ~1m under surface of the water, so it is fixed to the bottom, it does not float up and down with the tide | No | YSI | 6600 | F | 0.1 | 0.15 | No |  | No |  | Estuarine Embayment (Brackish water) | Tidal Embayment (Brackish) | 420 | Suisun Bay | Distance to closest shore | Water Quality Portal (Internal DES) |  |  | 06/19/2015 to present | 15-minute data only | 15-minute data only |  | 38.0724 | -121.9392 | FAIRFIELD | SOLANO | DELTA | CA Dept of Water Resources/ DES | SAN FRANCISCO BAY
PPT | PRISONERS POINT | Mike/Scott | EMP | Mike.Dempsey@water.ca.gov; Scott.Waller@water.ca.gov | A | S | 1 | No | YSI | EXO (14 APR 2018-Present), 6600 (2008-2018) | F | 0.1 | 0.2 (April 2018-Present), 0.15 (2008-March 2018) | No |  | No |  | Tidal River Channel (Freshwater) | Tidal River Channel (Freshwater) | 8 | South Delta | Distance to closest shore | Water Quality Portal (Internal DES) |  |  | 04/01/1997 to present | 03/02/2006 to present | event and hourly |  | 38.066 | -121.562 | STOCKTON | SAN JOAQUIN | DELTA | CA Dept of Water Resources/ DES | SACRAMENTO RIVER
RYC | SUISUN BAY – CUTOFF NEAR RYER | Mike/Scott | EMP | Mike.Dempsey@water.ca.gov; Scott.Waller@water.ca.gov | A | B | ~1m under surface of the water, so it is fixed to the bottom, it does not float up and down with the tide | No | YSI | 6600 | F | 0.1 | 0.15 | No |  | No |  | Estuarine Embayment (Brackish water) | Tidal Embayment (Brackish) | 210 | Suisun Bay | Distance to closest shore | Water Quality Portal (Internal DES) |  |  | 06/19/2015 to present | 15-minute data only | 15-minute data only |  | 38.084 | -121.9959 | FAIRFIELD | SOLANO | DELTA | CA Dept of Water Resources/ DES | SAN FRANCISCO BAY
MRZ | MARTINEZ | Mike/Scott | EMP | Mike.Dempsey@water.ca.gov; Scott.Waller@water.ca.gov | A | S and B | Fixed depth to the Bottom for bottom sondes approximately 2m from the bottom of the water column, surface sondes float approximately 1m deep from the surface of the water, but are on floats so they move up and down with the tide. | No | YSI (2008-Present), Schneider Instruments (Prior to 2008) | EXO (28 JUL 2014-Present), 6600 (06 FEB 2008-28 JUL 2014), RM25 (Prior to 2008) | F | 0.1 | 0.2 (2014-Present), 0.15 (2008-2014), 0.5 (Prior to 2008) | Yes | (hourly) From 06/13/1986 to present (event, 15min) From 10/03/2008 to present | No |  | Tidal Estuarine Channel (Mostly Brackish water) | Tidal River Channel (brackish) | 275 | West Delta | Distance to closest shore | Water Quality Portal (Internal DES) |  |  | 08/21/2008 to present | 07/01/1994 to present | event and hourly |  | 38.0276 | -122.1405 | MARTINEZ | CONTRA COSTA | EAST BAY | CA Dept of Water Resources/ DES | SAN FRANCISCO BAY
MAL | SACRAMENTO RIVER AT MALLARD ISLAND | Mike/Scott | EMP | Mike.Dempsey@water.ca.gov; Scott.Waller@water.ca.gov | A | S and B | Fixed depth to the Bottom for bottom sondes approximately 2m from the bottom of the water column, surface sondes float approximately 1m deep from the surface of the water, but are on floats so they move up and down with the tide. | No | YSI (2008-Present), Schneider Instruments (Prior to 2008) | EXO (14 JUL 2015-Present), 6600 ( 06 NOV 2008-14 JUL 2015), RM25 (Prior to 2008) | F | 0.1 | 0.2 (2014-Present), 0.15 (2008-2014), 0.5 (Prior to 2008) | Yes | (hourly) From 06/13/1986 to present (event, 15min) From 10/03/2008 to present | No |  | Estuarine Channel (Brackish Water) | Tidal River Channel (brackish) | 60 | West Delta | Distance to closest shore | Water Quality Portal (Internal DES) |  |  | 10/03/2008 to present | 06/13/1986 to present | event and hourly |  | 38.0428 | -121.9201 | PITTSBURG | CONTRA COSTA | SACRAMENTO R | CA Dept of Water Resources/ DES | SACRAMENTO RIVER
RVB | SACRAMENTO RIVER AT RIO VISTA BRIDGE | Mike/Scott | EMP | Mike.Dempsey@water.ca.gov; Scott.Waller@water.ca.gov | A | S | 1 | No | YSI (2008-Present), Schneider Instruments (Prior to 2008) | EXO (19 APR 2016-Present), 6600 (22 SEP 2008-19 APR 2016), RM25 (Prior to 2008) | F | 0.1 | 0.2 (2014-Present), 0.15 (2008-2014), 0.5 (Prior to 2008) | Yes | (hourly) From 06/13/1986 to present (event, 15min) From 10/03/2008 to present | No |  | Tidal River Channel (Freshwater) | Tidal River Channel (freshwater) | 38 | North Delta | Distance to closest shore | Water Quality Portal (Internal DES) |  |  | 09/23/2008 to present | 05/30/2007 to present | event, hourly, daily |  | 38.1597 | -121.6864 | RIO VISTA | SOLANO | SACRAMENTO R | CA Dept of Water Resources/ DES | SACRAMENTO RIVER
SRH | SACRAMENTO RIVER AT HOOD | Mike/Scott | EMP | Mike.Dempsey@water.ca.gov; Scott.Waller@water.ca.gov | A | S | 1 | No | YSI (2008-Present), Schneider Instruments (Prior to 2008) | EXO (07 OCT 2015-Present), 6600 (11 MAR 2008-07 OCT 2015), RM25 (Prior to 2008) | F | 0.1 | 0.2 (2014-Present), 0.15 (2008-2014), 0.5 (Prior to 2008) | Yes | (hourly) From 12/22/1998 to present (event, 15min) From 11/07/2008 to present | No |  | Tidal River Channel (Freshwater) | Tidal River Channel (freshwater) | 22 | North Delta | Distance to closest shore | Water Quality Portal (Internal DES) |  |  | 11/07/2008 to present | 12/22/1998 to present | event, hourly, daily |  | 38.368 | -121.52 | HOOD | SACRAMENTO | SACRAMENTO R | CA Dept of Water Resources/ DES | SACRAMENTO RIVER
SSI | SACRAMENTO R NR SHERMAN ISLAND | Mike/Scott | EMP | Mike.Dempsey@water.ca.gov; Scott.Waller@water.ca.gov | A | B | ~1m under surface of the water, so it is fixed to the bottom, it does not float up and down with the tide | No | YSI | 6600 | F | 0.1 | 0.15 | No |  | No |  | Tidal River Channel (Freshwater) | Tidal River Channel (freshwater) | 195 | West Delta | Distance to closest shore | Water Quality Portal (Internal DES) |  |  | 06/19/2015 to present | 15-minute data only | 15-minute data only |  | 38.0741 | -121.7617 | RIO VISTA | SACRAMENTO | SACRAMENTO R | CA Dept of Water Resources/ DES | SACRAMENTO RIVER
ANH | SAN JOAQUIN RIVER AT ANTIOCH | Mike/Scott | EMP | Mike.Dempsey@water.ca.gov; Scott.Waller@water.ca.gov | A | S and B | Fixed depth to the Bottom for bottom sondes approximately 2m from the bottom of the water column, surface sondes float approximately 1m deep from the surface of the water, but are on floats so they move up and down with the tide. | No | YSI (2008-Present), Schneider Instruments (Prior to 2008) | EXO (07 DEC 2016-Present), 6600 (16 OCT 2008-07 DEC 2016), RM25 (Prior to 2008) | F | 0.1 | 0.2 (2014-Present), 0.15 (2008-2014), 0.5 (Prior to 2008) | Yes | (hourly) From 01/01/1995 to present (event) From 10/16/2008 to present | No |  | Tidal River Channel (Brackish water) | Tidal River Channel (brackish) | 60 | West Delta | Distance to closest shore | Water Quality Portal (Internal DES) |  |  | 10/16/2008 to present | 01/01/1995 to present | event, hourly, and daily |  | 38.0178 | -121.803 | ANTIOCH | CONTRA COSTA | SAN JOAQUIN R | CA Dept of Water Resources/ DES | SACRAMENTO RIVER
MSD | SAN JOAQUIN RIVER AT MOSSDALE BRIDGE | Mike/Scott | EMP | Mike.Dempsey@water.ca.gov; Scott.Waller@water.ca.gov | A | S | 1 | No | YSI (2008-Present), Schneider Instruments (Prior to 2008) | EXO (22 JUN 2016-Present), 6600 (04 FEB 2008-22 JUN 2016), RM25 (Prior to 2008) | F | 0.1 | 0.2 (2014-Present), 0.15 (2008-2014), 0.5 (Prior to 2008) | Yes | (hourly) From 02/26/2002 to present (event, 15min) From 10/22/2008 to present | No |  | Tidal River Channel (Freshwater) | Tidal River Channel (freshwater) | 12 | South Delta | Distance to closest shore | Water Quality Portal (Internal DES) |  |  | 10/22/2008 to present | 04/26/2002 to present | event, hourly, daily |  | 37.786 | -121.306 | MANTECA | SAN JOAQUIN | SAN JOAQUIN R | CA Dept of Water Resources/ DES | SAN JOAQUIN RIVER
RRI | ROUGH AND READY ISLAND | Mike/Scott | EMP | Mike.Dempsey@water.ca.gov; Scott.Waller@water.ca.gov | A | S, M, and B | Fixed depth to the Bottom for bottom sondes approximately 2m from the bottom of the water column, surface sondes float approximately 1m deep from the surface of the water, but are on floats so they move up and down with the tide. The middle sonde are approximately 13-16FT below the surface of the water. | No | YSI (2008-Present), Schneider Instruments (Prior to 2008) | EXO (16 MAR 2016-Present), 6600 (06 FEB 2008-16 MAR 2016), RM25 (Prior to 2008) | F | 0.1 | 0.2 (2014-Present), 0.15 (2008-2014), 0.5 (Prior to 2008) | Yes | (event, 15min) From 08/28/2000 to present | No |  | Tidal River Channel (Freshwater) | Tidal River Channel (freshwater) | 25 | South Delta | Distance to closest shore | Water Quality Portal (Internal DES) |  |  | 08/28/2000 to present | 8/28/2000 to present, 15-minute data only | event and daily |  | 37.963 | -121.365 | STOCKTON | SAN JOAQUIN | SAN JOAQUIN R | CA Dept of Water Resources/ DES | SAN JOAQUIN RIVER
SJR | SAN JOAQUIN R MCCUNE STATION NR VERNALIS | Mike/Scott | EMP | Mike.Dempsey@water.ca.gov; Scott.Waller@water.ca.gov | A | S | 1 | No | YSI | EXO (2014-Present), 6600 (2008-16 APR 2014) | F | 0.1 | 0.2 (2014-Present), 0.15 (2008-2014) | Yes |  | No |  | Tidal River Channel (Freshwater) | Tidal River Channel (freshwater) | 8 | South Delta | Distance to closest shore | Water Quality Portal (Internal DES) |  |  | 10/21/2008 to present degF/ 01/20/2005 to 02/21/2008 degC | 04/16/2008 to present degF/ 02/21/2008 to 04/16/2008 degC | event and hourly |  | 37.6793 | -121.2651 | SAN JOAQUIN CITY | SAN JOAQUIN | SAN JOAQUIN R | CA Dept of Water Resources/ DES | SAN JOAQUIN RIVER
TWI | SAN JOAQUIN RIVER AT TWITCHELL ISLAND | Mike/Scott | EMP | Mike.Dempsey@water.ca.gov; Scott.Waller@water.ca.gov | A | B | ~1m under surface of the water, so it is fixed to the bottom, it does not float up and down with the tide | No | YSI | 6600 | F | 0.1 | 0.15 | No |  | No |  | Mostly Fresh water | Tidal River Channel (freshwater) | 8 | San Joaquin | Distance to closest shore | Water Quality Portal (Internal DES) |  |  | 06/19/2015 to present | 15-minute data only | 15-minute data only |  | 38.0969 | -121.6691 | RIO VISTA | SACRAMENTO | SAN JOAQUIN R | CA Dept of Water Resources/ DES | SAN JOAQUIN RIVER
GZB | GRIZZLY BAY BUOY | Mike/Scott | EMP | Mike.Dempsey@water.ca.gov; Scott.Waller@water.ca.gov | A | S | 1 | No | YSI | EXO | F | 0.1 | 0.2 | No |  | No |  | Brackish | Tidal Embayment (Brackish) | 1000 | Grizzly Bay | Distance to closest shore | Water Quality Portal (Internal DES) |  |  | 07/05/2018 to present | 15-minute data only | 15-minute data only |  | 38.1231 | -122.0076 | FAIRFIELD | SOLANO | DELTA | CA Dept of Water Resources/NCRO | SAN FRANCISCO BAY
BET | BETHEL ISLAND AT PIPER SLOUGH | Patrick Scott & Jared Frantzich | NCRO- Water Quality Evaluation Section | Patrick.Scott@water.ca.gov; Jared.Frantzich@water.ca.gov | A | S (Attached to Dock) | 1 to 2 | No | YSI | 6560 (6-Series) | F | 0.1 | 0.15 | No | (event, 15 mins) 3/29/2006 - Present | No |  | Channel between Bethel Island and Franks Tract | Tidal River Channel (freshwater) | 18 | Central Delta | None | WDL | B9504500 | 05/12/2014 to present (prior CDEC data is collected by surface group) | 03/29/2006 to present | 15 min data only | event | None | 38.0333 | -121.6198 | RIO VISTA | CONTRA COSTA | DELTA | CA Dept of Water Resources | SACRAMENTO RIVER
BLP | SAN JOAQUIN RIVER AT BLIND POINT | Patrick Scott & Jared Frantzich | NCRO- Water Quality Evaluation Section | Patrick.Scott@water.ca.gov; Jared.Frantzich@water.ca.gov | A | B (Levee-side housing) | N/A | Yes (on 11/16/2012 in-situ housing was constructed. Prior to that, measured water was pumped into a holding tank located in a corrugated metal housing. The pumping method resulted in erroneous water temperatures, especially during summer) | YSI | 6560 (6-Series) | F | 0.1 | 0.15 | No | (event, 15 mins) 2/17/2010 - Present | No |  | Tidal River Channel (Seasonally Brackish) | Tidal River Channel (brackish) | 2 | Central Delta | None | WDL | B9502900 | 02/03/2010 to present | 02/17/2010 to present | 15 min data only | event | None | 38.0325 | -121.719 | RIO VISTA | CONTRA COSTA | DELTA | CA Dept of Water Resources | SACRAMENTO RIVER
DGL | DOUGHTY CUT ABOVE GRANT LINE CANAL | Patrick Scott & Jared Frantzich | NCRO- Water Quality Evaluation Section | Patrick.Scott@water.ca.gov; Jared.Frantzich@water.ca.gov | A (Surface Water Section) | S | 1 | No | YSI | 600 LS from 8/9/18 to present, 6560 (6-Series) | F | 0.1 | 0.1 (2018-Present), 0.15 (Prior to 2018) | No | (event, 15 mins) 5/10/2006 - Present | No |  | Partially backwater? (Shallow side of channel filled with egeria densa, not representative) | Slough (backwater) | 5 | South Delta | None | WDL | B9532500 | 06/19/2006 to 08/08/2018 (current CDEC data is collected by surface group) | 05/10/2006 to present | 15 min data only | event | None | 37.815 | -121.425 | TRACY | SAN JOAQUIN | SAN JOAQUIN R | CA Dept of Water Resources | SAN JOAQUIN RIVER
GCT | GRANTLINE CANAL AT TRACY RD BRIDGE | Patrick Scott & Jared Frantzich | NCRO- Water Quality Evaluation Section | Patrick.Scott@water.ca.gov; Jared.Frantzich@water.ca.gov | D | S | 1 | No | YSI | 6560 (6-Series) | F | 0.1 | 0.15 | No | (event, 15 mins) 10/31/2005 - 8/3/2018 | No |  | Side of canal located on bridge footing. Circulation at this station may have been limited by bridge infrastructure. ~130 meters downstream of seasonal GCT rock barrier. | Tidal Canal (freshwater) | 13 | South Delta | None | WDL | B9530000 | 03/06/2006 to 08/03/2018 | 10/31/2005 to 08/03/2018 | 15 min data only | event | None | 37.8201 | -121.4499 | TRACY | SAN JOAQUIN | SAN JOAQUIN R | CA Dept of Water Resources | SAN JOAQUIN RIVER
OAD | OLD RIVER NEAR DMC ABOVE DAM | Patrick Scott & Jared Frantzich | NCRO- Water Quality Evaluation Section | Patrick.Scott@water.ca.gov; Jared.Frantzich@water.ca.gov | D | S | 1 | No | YSI | 6560 (6-Series) | F | 0.1 | 0.15 | No | (event, 15 mins) 4/18/2006 - 11/28/2017 | No |  | Shallow side of channel, directly upstream (44m) of seasonal Old River Rock Barrier. Readings wre often affected by submerged vegetation. | Tidal River Channel (freshwater) | 8 | South Delta | None | WDL | B9536600 | 01/01/2000 to 11/28/2017 | 04/18/2006 to 11/28/2017 | 15 min data only | event | None | 37.8103 | -121.5421 | TRACY | SAN JOAQUIN | SAN JOAQUIN R | CA Dept of Water Resources | SAN JOAQUIN RIVER
OH1 | OLD RIVER AT HEAD | Patrick Scott & Jared Frantzich | NCRO- Water Quality Evaluation Section | Patrick.Scott@water.ca.gov; Jared.Frantzich@water.ca.gov | A | S | 1 to 2 | Yes | YSI | EXO C/T Probe (Installed 4/24/2018), 6560 (6-Series) | F | 0.1 | 0.01 (2018-Present), 0.15 (Prior to 2018) | No | (event, 15 mins) 4/28/1999 - Present (Hourly) 4/12/1999 - 1/31/2012 | No |  | Tidal River Channel (Freshwater) | Tidal River Channel (freshwater) | 9 | South Delta | None | WDL | B9540000 | 01/01/2001 to present | 04/28/1999 to present | 04/12/1999 to 01/31/2012 | event and hourly | None | 37.8076 | -121.3313 | TRACY | SAN JOAQUIN | SAN JOAQUIN R | CA Dept of Water Resources | SAN JOAQUIN RIVER
PDC | PARADISE CUT | Patrick Scott & Jared Frantzich | NCRO- Water Quality Evaluation Section | Patrick.Scott@water.ca.gov; Jared.Frantzich@water.ca.gov | A | S | 1 to 2 | Yes | YSI | EXO C/T Probe (Installed 7/9/2019), 6560 (6-Series) | F | 0.1 | 0.01 (2019-Present), 0.15 (Prior to 2019) | No | (event, 15 mins) 4/28/2014 - Present | No |  | Tidal Dead-End Slough | Slough (backwater) | 4.5 | South Delta | None | WDL | B9541000 | 04/30/2014 to present | 04/18/2014 to present | 15 min data only | event | None | 37.8021 | -121.4123 | TRACY | SAN JOAQUIN | SAN JOAQUIN R | CA Dept of Water Resources | SAN JOAQUIN RIVER
SGA | SUGAR CUT | Patrick Scott & Jared Frantzich | NCRO- Water Quality Evaluation Section | Patrick.Scott@water.ca.gov; Jared.Frantzich@water.ca.gov | A | S | 1 to 2 | Yes | YSI | EXO C/T Probe (Installed 7/9/2019), 6560 (6-Series) | F | 0.1 | 0.01 (2019-Present), 0.15 (Prior to 2019) | No | (event, 15 mins) 4/22/2014 - Present | No |  | Tidal Dead-End Slough. Waste water treatment discharge at terminus. | Slough (backwater) | 9 | South Delta | None | WDL | B9541500 | 04/30/2014 to present | 04/22/2014 to present | 15 min data only | event | None | 37.7929 | -121.4215 | TRACY | SAN JOAQUIN | SAN JOAQUIN R | CA Dept of Water Resources | SAN JOAQUIN RIVER
TPI | TOM PAINE SLOUGH ABV INTAKE STRUCTURE | Patrick Scott & Jared Frantzich | NCRO- Water Quality Evaluation Section | Patrick.Scott@water.ca.gov; Jared.Frantzich@water.ca.gov | A | B (Levee-side housing) | N/A | No | YSI | 6560 (6-Series) | F | 0.1 | 0.15 | No | (event, 15 mins) 6/10/2004 - Present | No |  | Ag diversion/return canal. Directly upstream of intake structure seperating the channel from | Slough (backwater) | 3 | South Delta | None | WDL | B9542100 | 07/08/2014 to present | 06/10/2004 to present | 15 min data only | event | None | 37.7901 | -121.4185 | TRACY | SAN JOAQUIN | SAN JOAQUIN R | CA Dept of Water Resources | SAN JOAQUIN RIVER
MHO | MIDDLE RIVER NEAR HOWARD ROAD BRIDGE | Patrick Scott & Jared Frantzich | NCRO- Water Quality Evaluation Section | Patrick.Scott@water.ca.gov; Jared.Frantzich@water.ca.gov | A | S | 1 to 2 | Yes | YSI | EXO C/T Probe (Installed 10/3/2018), 6560 (6-Series) | F | 0.1 | 0.01 (2018-Present), 0.15 (Prior to 2018) | No | (event, 15 mins) 10/19/2010 - Present | No |  | Tidal River Channel. Low flow and heavily impacted by ag diversion/discharge and seasonal rock barrier. | Tidal River Channel (freshwater) | 9 | South Delta | None | WDL | B9553100 | 10/01/1999 to present | 10/19/2010 to present | 15 min data only | event | None | 37.8762 | -121.3833 | TRACY | SAN JOAQUIN | DELTA | CA Dept of Water Resources/NCRO | SAN JOAQUIN RIVER
MIR | MINER SLOUGH NEAR SACRAMENTO RIVER | Patrick Scott & Jared Frantzich | NCRO- Water Quality Evaluation Section | Patrick.Scott@water.ca.gov; Jared.Frantzich@water.ca.gov | A | S | 1 to 2 | Yes | YSI | EXO C/T Probe (Installed 4/11/2017), 6560 (6-Series) | F | 0.1 | 0.01 (2017-Present), 0.15 (Prior to 2017) | No | (event, 15 mins) 6/11/2015 - Present | No |  | Tidal Channel (Freshwater) | Tidal River Channel (freshwater) | 5 | North Delta | None | WDL | B9147000 | 6/12/2015 to present | 06/11/2015 to present | 15 min data only | event | None | 38.236 | -121.6661 | RIO VISTA | SOLANO | SACRAMENTO R | CA Dept of Water Resources/NCRO | SACRAMENTO RIVER
SOI | SACRAMENTO R DOWNSTREAM OF ISLETON | Patrick Scott & Jared Frantzich | NCRO- Water Quality Evaluation Section | Patrick.Scott@water.ca.gov; Jared.Frantzich@water.ca.gov | A | S | 1 to 2 | Yes | YSI | EXO C/T Probe (Installed 7/3/2019), 6560 (6-Series) | F | 0.1 | 0.01 (2019-Present), 0.15 (Prior to 2019) | No | (event, 15 mins) 6/11/2015 - Present | No |  | Tidal River Channel (Freshwater) | Tidal River Channel (freshwater) | 27 | North Delta | None | WDL | B9125000 | 06/12/2015 to present | 06/11/2015 to present | 15 min data only | event | None | 38.1755 | -121.6569 | RIO VISTA | SACRAMENTO | SACRAMENTO R | CA Dept of Water Resources/NCRO | SACRAMENTO RIVER
SXS | STEAMBOAT SLOUGH NR SACRAMENTO R | Patrick Scott & Jared Frantzich | NCRO- Water Quality Evaluation Section | Patrick.Scott@water.ca.gov; Jared.Frantzich@water.ca.gov | A | S | 1 to 2 | Yes | YSI | EXO C/T Probe (Installed 10/5/2018), 6560 (6-Series) | F | 0.1 | 0.01 (2018-Present), 0.15 (Prior to 2018) | No | (event, 15 mins) 6/15/2015 - Present (Daily - AVG, MDN, MIN, MAX) 6/16/2015 - Present | No |  | Tidal River Channel (Freshwater) | Tidal River Channel (freshwater) | 24 | North Delta | None | WDL | B9145000 | 06/12/2015 to present | 06/15/2015 to present | 15 min, daily data only | event and daily | None | 38.1913 | -121.6379 | RIO VISTA | SACRAMENTO | SACRAMENTO R | CA Dept of Water Resources/NCRO | SACRAMENTO RIVER
FCT | FISHERMANS CUT | Patrick Scott & Jared Frantzich | NCRO- Water Quality Evaluation Section | Patrick.Scott@water.ca.gov; Jared.Frantzich@water.ca.gov | A | S | 1 to 2 | Yes | YSI | EXO C/T Probe (Installed 2/4/2015), 6560 (6-Series) | F | 0.1 | 0.01 (2015-Present), 0.15 (Prior to 2015) | No | (event, 15 mins) 4/20/2015 - Present (Daily - AVG, MDN, MIN, MAX) 4/20/2015 - Present | No |  | Connecting channel between False River and San Joaquin R. | Tidal River Channel (freshwater) | 24 | Central Delta | None | WDL | B9505000 | 10/07/2014 to present | 04/20/2015 to present | 15 min, daily data only | event and daily | None | 38.0678 | -121.6488 | ANTIOCH | SAN JOAQUIN | SAN JOAQUIN R | CA Dept of Water Resources/NCRO | SAN JOAQUIN RIVER
GLE | GRANT LINE CANAL EAST | Patrick Scott & Jared Frantzich | NCRO- Water Quality Evaluation Section | Patrick.Scott@water.ca.gov; Jared.Frantzich@water.ca.gov | A | S | 1 to 2 | Yes | YSI | EXO C/T Probe (Installed 6/23/2017), 6560 (6-Series) | F | 0.1 | 0.01 (2017-Present), 0.15 (Prior to 2017) | No | (event, 15 mins) 5/8/2013 - Present | No |  | Constructed Canal. Tidal (Freshwater) | Tidal Canal (freshwater) | 8.5 | South Delta | None | WDL | B9532000 | 02/26/2013 to present | 05/08/2013 to present | 15 min data only | event | None | 37.8203 | -121.4349 | TRACY | SAN JOAQUIN | SAN JOAQUIN R | CA Dept of Water Resources/NCRO | SAN JOAQUIN RIVER
MRU | MIDDLE RIVER AT UNDINE ROAD | Patrick Scott & Jared Frantzich | NCRO- Water Quality Evaluation Section | Patrick.Scott@water.ca.gov; Jared.Frantzich@water.ca.gov | A | S | 1 to 2 | Yes | YSI | EXO C/T Probe (Installed 5/11/2017), 6560 (6-Series) | F | 0.1 | 0.01 (2017-Present), 0.15 (Prior to 2017) | No | (event, 15 mins) 5/1/2013 - Present | No |  | Tidal River Channel. Low flow and impacted by ag diversion/discharge and seasonal rock barrier. | Tidal River Channel (freshwater) | 4 | South Delta | None | WDL | B9554100 | 06/04/2002 to present | 05/01/2013 to present | 15 min data only | event | None | 37.8339 | -121.386 | LATHROP | SAN JOAQUIN | SAN JOAQUIN R | CA Dept of Water Resources/NCRO | SAN JOAQUIN RIVER
MRX | MIDDLE RIVER NEAR TRACY BLVD | Patrick Scott & Jared Frantzich | NCRO- Water Quality Evaluation Section | Patrick.Scott@water.ca.gov; Jared.Frantzich@water.ca.gov | A | S | 1 to 2 | Yes | YSI | EXO C/T Probe (Installed 10/3/2018), 6560 (6-Series) | F | 0.1 | 0.01 (2018-Present), 0.15 (Prior to 2018) | No | (event, 15 mins) 3/21/2016 - Present | No |  | Tidal River Channel. Low flow and impacted by ag diversion/discharge and seasonal rock barrier. | Tidal River Channel (freshwater) | 9 | South Delta | None | WDL | B9550600 | 01/01/2003 to present | 03/21/2016 to present | 15 min data only | event | None | 37.8814 | -121.4674 | TRACY | SAN JOAQUIN | SAN JOAQUIN R | CA Dept of Water Resources/NCRO | SAN JOAQUIN RIVER
MUP | MIDDLE RIVER AT UNION POINT | Patrick Scott & Jared Frantzich | NCRO- Water Quality Evaluation Section | Patrick.Scott@water.ca.gov; Jared.Frantzich@water.ca.gov | D (USBR maintains a temp/ec probe here?) | S | 1 to 2 | No | YSI | 6560 (6-Series) | F | 0.1 | 0.15 | No | (event, 15 mins) 3/25/2010 - 8/14/2018 | No |  | Tidal River Channel (Freshwater) | Tidal River Channel (freshwater) | 6 | South Delta | None | WDL | B9550000 | 02/23/2006 to 08/14/2018 | 03/25/2010 to 08/14/2018 | 15 min data only | event | None | 37.8908 | -121.4884 | TRACY | SAN JOAQUIN | SAN JOAQUIN R | CA Dept of Water Resources/NCRO | SAN JOAQUIN RIVER
ORI | OLD RIVER AT CLIFTON COURT INTAKE | Patrick Scott & Jared Frantzich | NCRO- Water Quality Evaluation Section | Patrick.Scott@water.ca.gov; Jared.Frantzich@water.ca.gov | A | S | 1 to 2 | Yes | YSI | EXO C/T Probe (Installed 2/6/2020), 6560 (6-Series) | F | 0.1 | 0.01 (2020-Present), 0.15 (Prior to 2020) | No | (event, 15 mins) 09/20/2011 - Present | No |  | Tidal River Channel (Freshwater) | Tidal River Channel (freshwater) | 6.5 | South Delta | None | WDL | B9534100 | 04/10/2018 to present (prior CDEC data was collected by Flow group's ADCP) | 09/20/2011 to present | 15 min data only | event | None | 37.828 | -121.5526 | BYRON | CONTRA COSTA | SAN JOAQUIN R | CA Dept of Water Resources/NCRO | SAN JOAQUIN RIVER
ORM | OLD RIVER UPSTREAM OF MOUNTAIN HOUSE CRK | Patrick Scott & Jared Frantzich | NCRO- Water Quality Evaluation Section | Patrick.Scott@water.ca.gov; Jared.Frantzich@water.ca.gov | A | S | 1 to 2 | Yes | YSI | EXO C/T Probe (Installed 6/13/2017), 6560 (6-Series) | F | 0.1 | 0.01 (2017-Present), 0.15 (Prior to 2017) | No | (event, 15 mins) 3/19/2015 - Present | No |  | Tidal River Channel (Freshwater) | Tidal River Channel (freshwater) | 16 | South Delta | None | WDL | B9537000 | 02/25/2015 to present | 03/19/2015 to present | 15 min data only | event | None | 37.7938 | -121.5174 | TRACY | SAN JOAQUIN | SAN JOAQUIN R | CA Dept of Water Resources/NCRO | SAN JOAQUIN RIVER
ORX | OLD RIVER ABOVE DOUGHTY CUT | Patrick Scott & Jared Frantzich | NCRO- Water Quality Evaluation Section | Patrick.Scott@water.ca.gov; Jared.Frantzich@water.ca.gov | A | S | 1 to 2 | Yes | YSI | EXO C/T Probe (Installed 5/1/2018), 6560 (6-Series) | F | 0.1 | 0.01 (2018-Present), 0.15 (Prior to 2018) | No | (event, 15 mins) 5/8/2013 - Present | No |  | Tidal River Channel (Freshwater) | Tidal River Channel (freshwater) | 11 | South Delta | None | WDL | B9539000 | 03/21/2013 to present | 05/08/2013 to present | 15 min data only | event | None | 37.811 | -121.3866 | TRACY | SAN JOAQUIN | SAN JOAQUIN R | CA Dept of Water Resources/NCRO | SAN JOAQUIN RIVER
SJD | SAN JOAQUIN RIVER ABOVE DOS REIS | Patrick Scott & Jared Frantzich | NCRO- Water Quality Evaluation Section | Patrick.Scott@water.ca.gov; Jared.Frantzich@water.ca.gov | A | S | 1 to 2 | Yes | YSI | EXO C/T Probe (Installed 7/9/2019), 6560 (6-Series) | F | 0.1 | 0.01 (2019-Present), 0.15 (Prior to 2019) | No | (event, 15 mins) 8/16/2013 - Present | No |  | Tidal River Channel (Freshwater) | Tidal River Channel (freshwater) | 8 | South Delta | None | WDL | B9576000 | 06/10/2013 to present | 08/16/2013 to present | 15 min data only | event | None | 37.8223 | -121.3177 | LATHROP | SAN JOAQUIN | SAN JOAQUIN R | CA Dept of Water Resources/NCRO | SAN JOAQUIN RIVER
TWA | OLD RIVER AT TRACY WILDLIFE ASSOCIATION | Patrick Scott & Jared Frantzich | NCRO- Water Quality Evaluation Section | Patrick.Scott@water.ca.gov; Jared.Frantzich@water.ca.gov | A | S (Attached to Dock) | 1 to 2 | Yes | YSI | EXO C/T Probe (Installed 6/12/2019), 6560 (6-Series) | F | 0.1 | 0.01 (2019-Present), 0.15 (Prior to 2019) | No | (event, 15 mins) 1/13/2011 - Present | No |  | Tidal River Channel (Mostly Freshwater). Low flow channel that potentially has long residency times. | Tidal River Channel (freshwater) | 10 | South Delta | None | WDL | B9537800 | 07/14/1999 to present | 01/13/2011 to present | 15 min data only | event | None | 37.8028 | -121.4574 | TRACY | SAN JOAQUIN | SAN JOAQUIN R | CA Dept of Water Resources/NCRO | SAN JOAQUIN RIVER
WCI | WEST CANAL AT CLIFTON COURT INTAKE | Patrick Scott & Jared Frantzich | NCRO- Water Quality Evaluation Section | Patrick.Scott@water.ca.gov; Jared.Frantzich@water.ca.gov | A | S | 1 to 2 | Yes | YSI | EXO C/T Probe (Installed 2/6/2020), 6560 (6-Series) | F | 0.1 | 0.01 (2020-Present), 0.15 (Prior to 2020) | No | (event, 15 mins) 9/20/2011 - Present | No |  | Tidal River Channel (Freshwater) | Tidal River Channel (freshwater) | 11 | South Delta | None | WDL | B9533800 | 04/10/2018 to present (prior CDEC data was collected by Flow group's ADCP) | 09/20/2011 to present | 15 min data only | event | None | 37.8316 | -121.554 | BYRON | CONTRA COSTA | SAN JOAQUIN R | CA Dept of Water Resources/NCRO | SAN JOAQUIN RIVER
FAL | FALSE RIVER NEAR OAKLEY | Patrick Scott & Jared Frantzich | NCRO- Water Quality Evaluation Section | Patrick.Scott@water.ca.gov; Jared.Frantzich@water.ca.gov | A | S | 1 to 2 | Yes | YSI | EXO C/T Probe (Installed 3/16/2016), 6560 (6-Series) | F | 0.1 | 0.01 (2016-Present), 0.15 (Prior to 2016) | No | (event, 15 mins) 2/9/2007 - Present (Daily - AVG, MDN, MIN, MAX) 10/1/2013 - Present | No |  | Tidal River Channel (Seasonally Brackish) | Tidal River Channel (brackish) | 6 | Central Delta | None | WDL | B9504400 | 10/20/2005 to present | 02/09/2007 to present | 15 min, daily data only | event and daily | None | 38.0558 | -121.6669 | OAKLEY | CONTRA COSTA | DELTA | USGS and DWR | SAN JOAQUIN RIVER
OBI | OLD RIVER AT BACON ISLAND (USGS) | Patrick Scott & Jared Frantzich | NCRO- Water Quality Evaluation Section | Patrick.Scott@water.ca.gov; Jared.Frantzich@water.ca.gov | A | S | 1 to 2 | Yes (on1/5/2019, the pile, OBI was located on, dislodged itself and floated downstream. Station was relocated to a a nearby pile at (37.968971, -121.572694) | YSI | EXO C/T Probe (Installed 1/10/2019), 6560 (6-Series) | F | 0.1 | 0.01 (2019-Present), 0.15 (Prior to 2019) | No | (event, 15 mins) 2/27/2008 - Present (Hourly) 10/1/2016 - Present | No |  | Tidal River Channel (Freshwater) | Tidal River Channel (freshwater) | 37 (new). 11 (old) | Central Delta | None | WDL | B9525000 | 10/01/2000 to 04/06/2011 | 02/27/2008 to present | 10/01/2016 to present | event and hourly | None | 37.9694 | -121.5722 | BRENTWOOD | SAN JOAQUIN | DELTA | USGS and DWR | SAN JOAQUIN RIVER
ODM | OLD RIVER AT DELTA MENDOTA CANAL | Patrick Scott & Jared Frantzich | NCRO- Water Quality Evaluation Section | Patrick.Scott@water.ca.gov; Jared.Frantzich@water.ca.gov | A | S | 1 to 2 | Yes | YSI | EXO C/T Probe (Installed 1/10/2019), 6560 (6-Series) | F | 0.1 | 0.01 (2019-Present), 0.15 (Prior to 2019) | No | (event, 15 mins) 12/14/2009 - Present | No |  | Downstream (160m) of seasonal Old River Rock Barrier | Tidal River Channel (freshwater) | 8 | South Delta | None | WDL | B9536500 | 01/18/2006 to present | 12/14/2009 to present | 15 min data only | event | None | 37.8103 | -121.5421 | TRACY | SAN JOAQUIN | DELTA | USGS and DWR | SAN JOAQUIN RIVER
OSJ | OLD RIVER AT FRANKS TRACT NEAR TERMINOUS | Patrick Scott & Jared Frantzich | NCRO- Water Quality Evaluation Section | Patrick.Scott@water.ca.gov; Jared.Frantzich@water.ca.gov | A | S | 1 to 2 | Yes | YSI | EXO C/T Probe (Installed 6/29/2017), 6560 (6-Series) | F | 0.1 | 0.01 (2017-Present), 0.15 (Prior to 2017) | No | (event, 15 mins) 5/19/2006 - Present (Hourly) 10/1/2016 - Present | No |  | Tidal River Channel (Freshwater) | Tidal River Channel (freshwater) | 122 | Central Delta | None | WDL | B9510800 | 10/20/2005 to present | 05/19/2006 to present | 10/01/2016 to present | event and hourly | None | 38.0711 | -121.5789 | TERMINOUS | SAN JOAQUIN | DELTA | USGS and DWR | SAN JOAQUIN RIVER
VCU | VICTORIA CANAL NEAR BYRON | Patrick Scott & Jared Frantzich | NCRO- Water Quality Evaluation Section | Patrick.Scott@water.ca.gov; Jared.Frantzich@water.ca.gov | A | S | 1 to 2 | Yes | YSI | EXO C/T Probe (Installed 6/23/2016), 6560 (6-Series) | F | 0.1 | 0.01 (2016-Present), 0.15 (Prior to 2016) | No | (event, 15 mins) 5/1/2006 - Present | No |  | Constructed Canal. Tidal (Freshwater) | Tidal River Channel (freshwater) | 20 | South Delta | None | WDL | B9528500 | 03/30/2007 to present | 05/01/2006 to present | 15 min data only | event | None | 37.8717 | -121.5283 | STOCKTON | SAN JOAQUIN | DELTA | USGS and DWR | SAN JOAQUIN RIVER
MOK | MOKELUMNE R @ SAN JOAQUIN RIVER | Patrick Scott & Jared Frantzich | NCRO- Water Quality Evaluation Section | Patrick.Scott@water.ca.gov; Jared.Frantzich@water.ca.gov | A | S | 1 to 2 | Yes | YSI | EXO C/T Probe (Installed 3/16/2016), 6560 (6-Series) | F | 0.1 | 0.01 (2016-Present), 0.15 (Prior to 2016) | No | (event, 15 mins) 6/17/2008 - Present | No |  | Tidal River Channel (Freshwater) | Tidal River Channel (freshwater) | 12 | Central Delta | None | WDL | B9409500 | 04/04/2008 to present | 06/17/2008 to present | 15 min data only | event | None | 38.1061 | -121.5711 | ISLETON | SAN JOAQUIN | MOKELUMNE R | USGS and DWR | SAN JOAQUIN RIVER
TSL | THREEMILE SLOUGH AT SAN JOAQUIN RIVER | Patrick Scott & Jared Frantzich | NCRO- Water Quality Evaluation Section | Patrick.Scott@water.ca.gov; Jared.Frantzich@water.ca.gov | A | S | 1 to 2 | Yes | YSI | EXO C/T Probe (Installed 3/26/2015), 6560 (6-Series) | F | 0.1 | 0.01 (2015-Present), 0.15 (Prior to 2015) | No | (event, 15 mins) 6/17/2008 - Present (Daily - AVG, MDN, MIN, MAX) 10/1/2013 - Present | No |  | Connecting channel between Sac R. and San Joaquin R. (Mostly freshwater) | Tidal River Channel (freshwater) | 8 | Central Delta | None | WDL | B9506100 | 04/10/2008 to present | 06/17/2008 to present | 15 min, daily data only | event, daily | None | 38.1033 | -121.6861 | ANTIOCH | SACRAMENTO | SACRAMENTO R | USGS and DWR | SACRAMENTO RIVER
GLC | GRANTLINE CANAL (USGS) | Patrick Scott & Jared Frantzich | NCRO- Water Quality Evaluation Section | Patrick.Scott@water.ca.gov; Jared.Frantzich@water.ca.gov | A | S | 1 to 2 | Yes | YSI | EXO C/T Probe (Installed 5/24/2018), 6560 (6-Series) | F | 0.1 | 0.01 (2018-Present), 0.15 (Prior to 2018) | No | (event, 15 mins) 7/5/2007 - Present (Hourly) 10/1/2016 - Present | No |  | Constructed Canal. Tidal (Freshwater) | Tidal Canal (freshwater) | 6 | South Delta | None | WDL | B9529500 | 02/02/2007 to present | 07/05/2007 to present | 10/01/2016 to present | event and hourly | None | 37.8196 | -121.5485 | TRACY | SAN JOAQUIN | SAN JOAQUIN R | USGS and DWR | SAN JOAQUIN RIVER
HLT | MIDDLE RIVER NEAR HOLT | Patrick Scott & Jared Frantzich | NCRO- Water Quality Evaluation Section | Patrick.Scott@water.ca.gov; Jared.Frantzich@water.ca.gov | A | S | 1 to 2 | Yes | YSI | EXO C/T Probe (Installed 6/5/2019), 6560 (6-Series) | F | 0.1 | 0.01 (2019-Present), 0.15 (Prior to 2019) | No | (event, 15 mins) 6/27/2006 (Hourly) 10/1/2016 - Present | No |  | Tidal River Channel (Freshwater) | Tidal River Channel (freshwater) | 13 | Central Delta | None | WDL | B9545800 | 06/23/2006 to present | 06/27/2006 to present | 10/01/2016 to present | event and hourly | None | 38.0031 | -121.5108 | HOLT | SAN JOAQUIN | SAN JOAQUIN R | USGS and DWR | SAN JOAQUIN RIVER
HOL | HOLLAND CUT NEAR BETHEL ISLAND | Patrick Scott & Jared Frantzich | NCRO- Water Quality Evaluation Section | Patrick.Scott@water.ca.gov; Jared.Frantzich@water.ca.gov | A | S | 1 to 2 | Yes | YSI | EXO C/T Probe (Installed 3/26/2015), 6560 (6-Series) | F | 0.1 | 0.01 (2015-Present), 0.15 (Prior to 2015) | No | (event, 15 mins) 6/26/2006 - Present (Daily - AVG, MDN, MIN, MAX) 10/1/2013 - Present | No |  | Tidal River Channel (Freshwater) | Tidal River Channel (freshwater) | 9 | Central Delta | None | WDL | B9512000 | 10/20/2005 to present | 06/26/2006 to present | 15 min, daily data only | event and daily | None | 38.0164 | -121.5819 | BETHEL ISLAND | SAN JOAQUIN | SAN JOAQUIN R | USGS and DWR | SAN JOAQUIN RIVER
ORQ | OLD RIVER @ QUIMBLY IS NEAR BETHEL IS | Patrick Scott & Jared Frantzich | NCRO- Water Quality Evaluation Section | Patrick.Scott@water.ca.gov; Jared.Frantzich@water.ca.gov | A | S | 1 to 2 | Yes | YSI | EXO C/T Probe (Installed 5/15/2019), 6560 (6-Series) | F | 0.1 | 0.01 (2019-Present), 0.15 (Prior to 2019) | No | (event, 15 mins) 6/26/2006 - Present | No |  | Tidal River Channel (Freshwater) | Tidal River Channel (freshwater) | 25 | Central Delta | None | WDL | B9520000 | 10/20/2005 to present | 06/26/2006 to present | 15 min data only | event | None | 38.0272 | -121.5645 | BETHEL ISLAND | SAN JOAQUIN | SAN JOAQUIN R | USGS and DWR | SAN JOAQUIN RIVER
TRN | TURNER CUT NEAR HOLT | Patrick Scott & Jared Frantzich | NCRO- Water Quality Evaluation Section | Patrick.Scott@water.ca.gov; Jared.Frantzich@water.ca.gov | A | S | 1 to 2 | Yes | YSI | EXO C/T Probe (Installed 3/26/2015), 6560 (6-Series) | F | 0.1 | 0.01 (2015-Present), 0.15 (Prior to 2015) | No | (event, 15 mins) 2/15/2006 - Present | No |  | Tidal River Channel (Freshwater) | Tidal River Channel (freshwater) | 23 | Central Delta | None | WDL | B9561600 | 06/18/2009 to present | 02/15/2006 to present | 15 min data only | event | None | 37.9928 | -121.4542 | HOLT | SAN JOAQUIN | SAN JOAQUIN R | USGS and DWR | SAN JOAQUIN RIVER
BKS | BARKER SLOUGH PUMPING PLANT (KG000000) | Tanya Veldhuizen, Daniel Wisheropp, Mike Taliaferro | O&M Delta Field Division | Tanya.Veldhuizen@water.ca.gov; Mike.Taliaferro@water.ca.gov; Daniel.Wisheropp@water.ca.gov | A | B |  | No | Foxboro | 875EC-A3F-A | C | 0.1 | 0.1 | No | Hourly | Yes | Outlier filter of 5 - 30 degrees | Delta slough | Non-Tidal Freshwater Slough (backwater) | 0 | North Delta |  | WDL- WT from grab samples and handheld available |  |  |  | 06/01/1989 to 09/15/2009 degF/ 09/15/2009 to present degC | hourly and daily |  | 38.2759 | -121.7965 | RIO VISTA | SOLANO | DELTA | CA Dept of Water Resources/O & M | SAN FRANCISCO BAY
CLC | CLIFTON COURT | Tanya Veldhuizen, Daniel Wisheropp, Mike Taliaferro | O&M Delta Field Division | Tanya.Veldhuizen@water.ca.gov; Mike.Taliaferro@water.ca.gov; Daniel.Wisheropp@water.ca.gov | A | B | 1 | No | Foxboro | 875EC-A2F-A | C | 0.1 | 0.1 | No | Hourly | Yes | Outlier filter of 5 - 30 degrees | Delta slough outside Clifton Court Forebay | Tidal Slough | 0 | South Delta |  | WDL- WT from grab samples and handheld available |  |  |  | 09/15/2009 to present degC | hourly and daily |  | 37.8298 | -121.5574 | BYRON | CONTRA COSTA | DELTA | CA Dept of Water Resources/O & M | SAN FRANCISCO BAY
CPP | CORDELIA PUMPING PLANT (KG002111) | Tanya Veldhuizen, Daniel Wisheropp, Mike Taliaferro | O&M Delta Field Division | Tanya.Veldhuizen@water.ca.gov; Mike.Taliaferro@water.ca.gov; Daniel.Wisheropp@water.ca.gov | A | B |  | No | Foxboro | 875EC-A2F-A | C | 0.1 | 0.1 | No | Hourly | Yes | Outlier filter of 5 - 30 degrees | Concrete-lined reservoir | Concrete-lined reservoir | 0 | North Bay Aqueduct | I do not think this site is relevant to the study questions due to location? -MN | WDL- WT from grab samples and handheld available |  |  |  | 01/01/1990 to 09/15/2009 degF/ 09/15/2009 to present degC | hourly and daily |  | 38.2276 | -122.1347 | SUISUN CITY | SOLANO | DELTA | CA Dept of Water Resources/O & M | SAN FRANCISCO BAY
DYR | DYER RESERVOIR | Tanya Veldhuizen, Daniel Wisheropp, Mike Taliaferro | O&M Delta Field Division | Tanya.Veldhuizen@water.ca.gov; Mike.Taliaferro@water.ca.gov; Daniel.Wisheropp@water.ca.gov | A | B |  | No | Foxboro | 875EC-A2F-A | C | 0.1 | 0.1 | No | Hourly | Yes | Outlier filter of 5 - 30 degrees | Concrete-lined reservoir | Concrete-lined reservoir | 0 | South Bay Aqueduct | I do not think this site is relevant to the study questions due to location? -MN | WDL- WT from grab samples and handheld available |  |  |  | 03/13/2014 to present degC | hourly and daily |  | 37.7578 | -121.6749 | LIVERMORE | CONTRA COSTA | DELTA | CA Dept of Water Resources/O & M | SAN JOAQUIN RIVER
HBP | HARVEY O BANKS PUMPING P (KA000331) | Tanya Veldhuizen, Daniel Wisheropp, Mike Taliaferro | O&M Delta Field Division | Tanya.Veldhuizen@water.ca.gov; Mike.Taliaferro@water.ca.gov; Daniel.Wisheropp@water.ca.gov | A | B | 1 | No | Foxboro | 875EC-A3F-A | C | 0.1 | 0.1 | No | Hourly | Yes | Outlier filter of 5 - 30 degrees | Aqueduct | Aqueduct | 0 | California Aqueduct | I do not think this site is relevant to the study questions due to location? -MN | WDL- WT from grab samples and handheld available |  |  |  | 07/17/1987 to 09/15/2009 degF/ 07/17/2008 to present degC | hourly and daily |  | 37.8019 | -121.6203 | BYRON | CONTRA COSTA | DELTA | CA Dept of Water Resources/O & M | SACRAMENTO RIVER
DV7 | DEL VALLE CHECK 7 (KB001638) | Tanya Veldhuizen, Daniel Wisheropp, Mike Taliaferro | O&M Delta Field Division | Tanya.Veldhuizen@water.ca.gov; Mike.Taliaferro@water.ca.gov; Daniel.Wisheropp@water.ca.gov | A | B | 1 | No | Foxboro | 875EC-A2F-A | C | 0.1 | 0.1 | No | Hourly | Yes | Outlier filter of 5 - 30 degrees | Aqueduct | Aqueduct | 0 | South Bay Aqueduct | I do not think this site is relevant to the study questions due to location? -MN | WDL- WT from grab samples and handheld available |  |  |  | 06/08/1994 to 09/15/2009 degF/ 09/15/2009 to present degC | hourly and daily |  | 37.6547 | -121.7419 | LIVERMORE | ALAMEDA | EAST BAY | CA Dept of Water Resources/O & M | SAN FRANCISCO BAY
MDM | MIDDLE RIVER AT MIDDLE RIVER | Catherine Ruhl | USGS Water Science Center | cruhl@usgs.gov | A | B | N/A | No | YSI | EXO 2 | C | 0.1 | 0.01 | No | 12/01/2009 to present | No | N/A | Tidal channel | Tidal River Channel (freshwater) | 20 | Delta | you should pull data from NWIS | NWIS | 11312676 | 12/03/2009 to present | 12/01/2009 to present | 10/01/2016 to present | event and hourly | None | 37.943 | -121.534 | KNIGHTSEN | SAN JOAQUIN | DELTA | US Geological Survey | SAN JOAQUIN RIVER
OH4 | OLD RIVER AT HIGHWAY 4 | Catherine Ruhl | USGS Water Science Center | cruhl@usgs.gov | A | B | N/A | No | YSI | EXO 2 | C | 0.1 | 0.01 | No | 12/01/2009 to present | No | N/A | Tidal channel | Tidal River Channel (freshwater) | 34 | Delta | you should pull data from NWIS | NWIS | 11313315 | 12/01/2009 to present | 12/01/2009 to present | 10/01/2016 to present | event and hourly | None | 37.8911 | -121.5692 | BYRON | CONTRA COSTA | DELTA | US Geological Survey | SAN JOAQUIN RIVER
NMR | NORTH MOKELUMNE R AT W WALNUT GROVE RD | Catherine Ruhl | USGS Water Science Center | cruhl@usgs.gov | D | B | N/A | No | YSI | EXO 2 | C | 0.1 | 0.01 | No | 12/20/2010 to 01/19/2017 | No | N/A | Tidal channel | Tidal River Channel (freshwater) | 25 | Delta | you should pull data from NWIS | NWIS | 11336685 | 12/13/2010 to 01/19/2017 | 12/20/2010 to 01/19/2017 | 15 min data only | event | None | 38.2232 | -121.5071 | WALNUT GROVE | SAN JOAQUIN | MOKELUMNE R | US Geological Survey | SAN JOAQUIN RIVER
SMR | SOUTH MOKELUMNE R AT W WALNUT GROVE RD | Catherine Ruhl | USGS Water Science Center | cruhl@usgs.gov | D | B | N/A | No | YSI | EXO 2 | C | 0.1 | 0.01 | No | 12/20/2010 to 09/27/2017 | No | N/A | Tidal channel | Tidal River Channel (freshwater) | 6 | Delta | you should pull data from NWIS | NWIS | 11336680 | 12/20/2010 to 09/27/2017 | 12/20/2010 to 09/27/2017 | 15 min data only | event | None | 38.2255 | -121.4911 | WALNUT GROVE | SAN JOAQUIN | MOKELUMNE R | US Geological Survey | SAN JOAQUIN RIVER
DLC | DELTA CROSS CHANNEL BTW SAC R & SNODGRAS | Catherine Ruhl | USGS Water Science Center | cruhl@usgs.gov | A | B | N/A | No | YSI | EXO 2 | C | 0.1 | 0.01 | No | 12/01/2009 to present | No | N/A | Tidal channel | Tidal River Channel (freshwater) | 20 | Delta | you should pull data from NWIS | NWIS | 11336600 | 12/01/2009 to present | 12/01/2009 to present | 15 min data only | event | None | 38.245 | -121.505 | WALNUT GROVE | SACRAMENTO | SACRAMENTO R | US Geological Survey | SACRAMENTO RIVER
DWS | SACRAMENTO DEEP WATER SHIPPING CHANNEL | Catherine Ruhl | USGS Water Science Center | cruhl@usgs.gov | A | B | N/A | No | YSI | EXO 2 | C | 0.1 | 0.01 | No | 01/15/2011 to present | No | N/A | Tidal channel | Tidal Canal (freshwater) | 37 | Delta | you should pull data from NWIS | NWIS | 11455335 | 08/04/2008 to present | 01/15/2011 to present | 15 min data only | event | None | 38.2561 | -121.6667 | WEST SACRAMENTO | YOLO | SACRAMENTO R | US Geological Survey | SACRAMENTO RIVER
| several stations in DWS not on CDEC | Catherine Ruhl | USGS/BOR | cruhl@usgs.gov | A | N/A | N/A | N/A | N/A | N/A | N/A | 0.1 | 0.01 | N/A | N/A | N/A | N/A | N/A | N/A | N/A | N/A | N/A | N/A | N/A | N/A | N/A | N/A | N/A | N/A | N/A | N/A | N/A | N/A | N/A | N/A | N/A
FPT | SACRAMENTO RIVER AT FREEPORT | Catherine Ruhl; Alex Etheridge | USGS BioGeoChemistry Group | cruhl@usgs.gov; aetherid@usgs.gov | A (NWIS), D(CDEC) | B | N/A | No | YSI | EXO 2 | C | 0.1 | 0.01 | No | 12/03/2009 to 11/28/2018 | No | N/A | Tidal channel | Tidal River Channel (freshwater) | 59 | Delta | you should pull data from NWIS | NWIS | 11447650 | 10/01/2007 to present | 12/03/2009 to 11/28/2018 | 15 min data only | event | None | 38.45 | -121.5 | FREEPORT | SACRAMENTO | SACRAMENTO R | US Geological Survey | SACRAMENTO RIVER
GES | SACRAMENTO RIVER BELOW GEORGIANA SLOUGH | Catherine Ruhl; Alex Etheridge | USGS BioGeoChemistry Group | cruhl@usgs.gov; aetherid@usgs.gov | A | B | N/A | No | YSI | EXO 2 | C | 0.1 | 0.01 | No | 12/03/2009 to present | No | N/A | Tidal channel | Tidal River Channel (freshwater) | 5 | Delta | you should pull data from NWIS | NWIS | 11447890 | 08/22/2013 to present | 12/03/2009 to present | 15 min data only | event | None | 38.2389 | -121.5234 | WALNUT GROVE | SACRAMENTO | SACRAMENTO R | US Geological Survey | SACRAMENTO RIVER
GSS | GEORGIANA SLOUGH AT SACRAMENTO RIVER | Catherine Ruhl | USGS Water Science Center | cruhl@usgs.gov | A | B | N/A | No | YSI | EXO 2 | C | 0.1 | 0.01 | No | 12/03/2009 to present | No | N/A | Tidal channel | Tidal River Channel (freshwater) | 10 | Delta | you should pull data from NWIS | NWIS | 11447903 | 12/03/2009 to present | 12/03/2009 to present | 15 min data only | event | None | 38.237 | -121.518 | WALNUT GROVE | SACRAMENTO | SACRAMENTO R | US Geological Survey | SACRAMENTO RIVER
HWB | MINER SLOUGH AT HWY 84 BRIDGE | Catherine Ruhl | USGS Water Science Center | cruhl@usgs.gov | A | B | N/A | No | YSI | EXO 2 | C | 0.1 | 0.01 | No | 12/02/2009 to present | No | N/A | Tidal channel | Tidal River Channel (freshwater) | 12 | Delta | you should pull data from NWIS | NWIS | 11455165 | 08/05/2008 to present | 12/02/2009 to present | 15 min data only | event | None | 38.2917 | -121.6308 | OXFORD | SOLANO | SACRAMENTO R | US Geological Survey | SACRAMENTO RIVER
LIB | LIBERTY ISLAND @ APPROX CNTR S END | Catherine Ruhl; Alex Etheridge | USGS BioGeoChemistry Group | cruhl@usgs.gov; aetherid@usgs.gov | A | B | N/A | No | YSI | EXO 2 | C | 0.1 | 0.01 | No | 12/20/2010 to present | No | N/A | Tidal channel | Tidal River Channel (freshwater) | 260 | Delta | you should pull data from NWIS | NWIS | 11455315 | 07/16/2013 to present | 12/20/2010 to present | 15 min data only | event | None | 38.2421 | -121.6849 | RIO VISTA | SOLANO | SACRAMENTO R | US Geological Survey | SACRAMENTO RIVER
RYI | CACHE SLOUGH AT RYER ISLAND | Catherine Ruhl; Alex Etheridge | USGS BioGeoChemistry Group | cruhl@usgs.gov; aetherid@usgs.gov | D | B | N/A | DISCONTINUED 9/5/18 Moved to 11455385 | YSI | EXO 2 | C | 0.1 | 0.01 | No | 12/02/2009 to 03/23/2017 | No | N/A | Tidal channel | Tidal River Channel (freshwater) | Discontinued/moved | Delta | you should pull data from NWIS | NWIS | 11455350 | 08/15/2008 to 09/30/2019 | 12/02/2009 to 03/23/2017 | 15 min data only | event | None | 38.2128 | -121.6692 | RIO FARMS | SOLANO | SACRAMENTO R | US Geological Survey | SACRAMENTO RIVER
RYF | CACHE SLOUGH ABV RYER ISLAND FERRY (second site due to infrastructure/piling damage installed slightly downstream of RYI) | Catherine Ruhl; Alex Etheridge | USGS BioGeoChemistry Group | cruhl@usgs.gov; aetherid@usgs.gov | A | B | N/A | yes, moved slightly downstream, on piling, in pipe. | YSI | EXO 2 | C | 0.1 | 0.01 | No | 12/14/2018 to present | No | N/A | Tidal channel | Tidal River Channel (freshwater) | 229 | Delta | you should pull data from NWIS | NWIS | 11455385 | 06/22/2018 to present | 12/14/2018 to present | 15 min data only | event | None | 38.1939 | -121.658 | RIO VISTA | SOLANO | CACHE CREEK | US Geological Survey | SACRAMENTO RIVER
SDI | SACRAMENTO RIVER AT DECKER ISLAND | Catherine Ruhl; Alex Etheridge | USGS BioGeoChemistry Group | cruhl@usgs.gov; aetherid@usgs.gov | A | B | N/A | No | YSI | EXO 2 | C | 0.1 | 0.01 | No | 01/20/2010 to present | No | N/A | Tidal channel | Tidal River Channel (brackish) | 711 | Delta | you should pull data from NWIS | NWIS | 11455478 | 01/15/2010 to 09/30/2013 (HYDRO EXO) | 01/20/2010 to present | 15 min data only | event | None | 38.0934 | -121.736 | RIO VISTA | SOLANO | SACRAMENTO R | US Geological Survey | SACRAMENTO RIVER
DEC | SACRAMENTO R A DECKER ISLAND NR RIO VISTA (not on CDEC) - SAME AS SDI | Catherine Ruhl | USGS Water Science Center | cruhl@usgs.gov | A | B | N/A | N/A | N/A | N/A | N/A | 0.1 | 0.01 | N/A | N/A | N/A | N/A | N/A | N/A | N/A | N/A | you should pull data from NWIS | NWIS | SAME AS SDI | 01/25/2013 to present (BGC Project) | N/A | N/A | N/A | N/A | N/A | N/A | N/A | N/A | N/A | N/A | N/A
SRV | SACRAMENTO RIVER AT RIO VISTA (USGS) | Catherine Ruhl | USGS Water Science Center | cruhl@usgs.gov | A | B | N/A | No | YSI | EXO 2 | C | 0.1 | 0.01 | No | 12/03/2009 to present | No | N/A | Tidal channel | Tidal River Channel (freshwater) | 230 | Delta | you should pull data from NWIS | NWIS | 11455420 | 01/01/2010 to present | 12/03/2009 to present | 15 min data only | event | None | 38.16 | -121.686 | RIO VISTA | SOLANO | SACRAMENTO R | US Geological Survey | SACRAMENTO RIVER
SSS | STEAMBOAT SLOUGH BTW SAC R AND SUTTER SL | Catherine Ruhl | USGS Water Science Center | cruhl@usgs.gov | D | B | N/A | No | YSI | EXO 2 | C | 0.1 | 0.01 | No | 05/22/2014 to 05/04/2016 | No | N/A | Tidal channel | Tidal River Channel (freshwater) | 3 | Delta | you should pull data from NWIS | NWIS | 11447850 | 05/22/2014 to 05/04/2016 | 05/22/2014 to 05/04/2016 | 15 min data only | event | None | 38.285 | -121.587 | OXFORD | SACRAMENTO | SACRAMENTO R | US Geological Survey | SACRAMENTO RIVER
SUT | SUTTER SLOUGH AT COURTLAND | Catherine Ruhl | USGS Water Science Center | cruhl@usgs.gov | D | B | N/A | No | YSI | EXO 2 | C | 0.1 | 0.01 | No | 05/22/2014 to 05/04/2016 | No | N/A | Tidal channel | Tidal River Channel (freshwater) | 4 | Delta | you should pull data from NWIS | NWIS | 11447830 | 05/22/2014 to 05/04/2016 | 05/22/2014 to 05/04/2016 | 15 min data only | event | None | 38.3286 | -121.5772 | COURTLAND | SACRAMENTO | SACRAMENTO R | US Geological Survey | SACRAMENTO RIVER
DSJ | DUTCH SLOUGH AT JERSEY ISLAND | Catherine Ruhl | USGS Water Science Center | cruhl@usgs.gov | A | B | N/A | No | YSI | EXO 2 | C | 0.1 | 0.01 | No | 12/09/2009 to present | No | N/A | Tidal channel | Tidal River Channel (brackish) | 10 | Delta | you should pull data from NWIS | NWIS | 11313433 | 12/09/2009 to present | 12/09/2009 to present | 15 min data only | event | None | 38.013 | -121.671 | OAKLEY | CONTRA COSTA | SAN JOAQUIN R | US Geological Survey | SAN JOAQUIN RIVER
LPS | LITTLE POTATO SLOUGH AT TERMINOUS | Catherine Ruhl | USGS Water Science Center | cruhl@usgs.gov | A | B | N/A | No | YSI | EXO 2 | C | 0.1 | 0.01 | No | 12/01/2009 to present | No | N/A | Tidal channel | Tidal River Channel (freshwater) | 16 | Delta | you should pull data from NWIS | NWIS | 11336790 | 11/30/2009 to present | 12/01/2009 to present | 15 min data only | event | None | 38.0964 | -121.4961 | TERMINOUS | SAN JOAQUIN | SAN JOAQUIN R | US Geological Survey | SAN JOAQUIN RIVER
PRI | SAN JOAQUIN R AT PRISONERS PT NR TERMINO | Catherine Ruhl | USGS Water Science Center | cruhl@usgs.gov | A | B | N/A | No | YSI | EXO 2 | C | 0.1 | 0.01 | No | 05/30/2006 to present | No | N/A | Tidal channel | Tidal River Channel (freshwater) | 100 | Delta | you should pull data from NWIS | NWIS | 11313460 | 10/01/2007 to present | 05/30/2006 to present | 15 min data only | event | None | 38.0594 | -121.5572 | TERMINOUS | SAN JOAQUIN | SAN JOAQUIN R | US Geological Survey | SAN JOAQUIN RIVER
SJG | SAN JOAQUIN RIVER AT GARWOOD BRIDGE | Catherine Ruhl | USGS Water Science Center | cruhl@usgs.gov | A | B | N/A | No | YSI | EXO 2 | C | 0.1 | 0.01 | No | 12/01/2009 to present | No | N/A | Tidal channel | Tidal River Channel (freshwater) | 3 | Delta | you should pull data from NWIS | NWIS | 11304810 | 12/01/2009 to present | 12/01/2009 to present | 15 min data only | event | None | 37.935 | -121.329 | STOCKTON | SAN JOAQUIN | SAN JOAQUIN R | US Geological Survey | SAN JOAQUIN RIVER
SJJ | SAN JOAQUIN RIVER AT JERSEY POINT (USGS) | Catherine Ruhl; Alex Etheridge | USGS BioGeoChemistry Group | cruhl@usgs.gov; aetherid@usgs.gov | A | B | N/A | No | YSI | EXO 2 | C | 0.1 | 0.01 | No | 12/01/2009 to present | No | N/A | Tidal channel | Tidal River Channel (brackish) | 5 | Delta | you should pull data from NWIS | NWIS | 11337190 | 12/01/2009 to 11/01/2016 | 12/01/2009 to present | 15 min data only | event and daily | None | 38.052 | -121.689 | OAKLEY | CONTRA COSTA | SAN JOAQUIN R | US Geological Survey | SAN JOAQUIN RIVER
JPT | SAN JOAQUIN R A JERSEY POINT (not on CDEC) - SAME AS SJJ | Catherine Ruhl | USGS Water Science Center | cruhl@usgs.gov; bdowning@usgs.gov | A | B | N/A | No | YSI | EXO 2 | C | 0.1 | 0.01 | No | N/A | No | N/A | Tidal channel | Tidal River Channel (freshwater) | 5 | Delta | you should pull data from NWIS | NWIS | SAME AS SJJ | 01/14/2017 to present (Left Bank BGC Project) | N/A | N/A | N/A | N/A | N/A | N/A | N/A | N/A | N/A | N/A | N/A
RIP | STANISLAUS RIVER AT RIPON | David Parker | USGS Water Science Center | drparker@usgs.gov | A | B | N/A | No | YSI | EXO 2 | C | 0.1 | 0.01 | No | 10/26/2011 to present | No | N/A | Channel | Tidal River Channel (freshwater) | 5 | Delta | you should pull data from NWIS | NWIS | 11303000 | 10/01/2007 to present | 10/26/2011 to present | 15 min data only | event | None | 37.7297 | -121.1105 | RIPON | SAN JOAQUIN | STANISLAUS R | US Geological Survey | SAN JOAQUIN RIVER
Note on J1: Anonymous: Station manufacturer of current instrument. If the station manager has information about the instrument history (instrument type/age used before the current one), that can be explained in the comment field.
Note on K1: Anonymous: Model of the current instrument. If the station manager has information about the instrument history (instrument type/age used before the current one), that can be explained in the comment field.
Note on P1: Pien, Catarina@DWR: Standardize language in this column. This info also in CDEC metadata on right.
Note on Q1: Anonymous: How does the station manager treat the data before it goes to CDEC (if at all?) If there are detailed protocols available, please breifly describe in the next column, and send protocols.
Note on A2: Davis, Brittany E.: BOR-Roush: 3 sites disontinued but we still have the data so need to complete information.
Note on H3: Pien, Catarina@DWR: What does N/A mean? On the bottom? Equivalent to 0? N/A = Contact didn't know/answer. Assumption is surface unless otherwise stated.
Note on P3: Pien, Catarina@DWR: Why No? We can fill this in (info on the right)
Note on X3: Pien, Catarina@DWR: No? No response?
Note on G4: Pien, Catarina@DWR: What does No mean? Not fixed? NA - wasn't able to measure
Note on H6: Pien, Catarina@DWR: Convert to meters?
Note on R6: Davis, Brittany E.: I think this is fine. Average value of 30 s burst measures. Still providing a value every 15 m. If we use hourly data, it will just be means of means data.
Note on A22: Davis, Brittany E.: NCRO-Huston: Went from 3 sensors to 24, but 21 are not reported to CDEC, secondary sensors
Note on L23: Pien, Catarina@DWR: Get rid of all stations not reporting to CDEC
Note on N23: Pien, Catarina@DWR: Why two numbers? Historical and current?
Note on P24: Pien, Catarina@DWR: What is ADCP and LT?
Note on R24: Pien, Catarina@DWR: Fill in if relevant
Note on P47: Davis, Brittany E.: Added dates for several sensors that have data that date farther than what's available on CDEC. Should be in WDL or can query in Hydstra.
Note on R48: Pien, Catarina@DWR: Consistency on blank/N/A/NA
Note on Y48: Pien, Catarina@DWR: On WDL
Note on Z48: Pien, Catarina@DWR: Do these still need to be updated?
Note on B63: Davis, Brittany E.: TPS is only stage need to pull TPI
Note on Z68: Pien, Catarina@DWR: What do blanks mean? Unknown?
Note on K79: Pien, Catarina@DWR: Get rid of the stage onlys
Note on L79: Davis, Brittany E.: Group added their stage sensors, will remove.
Note on A86: Pien, Catarina@DWR: Probably do not want to include this station in the dataset (only 1 month of data)
Note on Y88: Pien, Catarina@DWR: Michelle have Mike fill in
Note on A94: Davis, Brittany E.: Red marked stations also have temperature sensors at depth. We will need to request this data for a surface/depth temperature comparison and evalutate potential refugia. 5 total surface/depth sites from EMP.
Note on AE105: [Threaded comment] Your version of Excel allows you to read this threaded comment; however, any edits to it will get removed if the file is opened in a newer version of Excel. Learn more: https://go.microsoft.com/fwlink/?linkid=870924 Comment: BET station lat/long has been corrected
Note on F107: [Threaded comment] Your version of Excel allows you to read this threaded comment; however, any edits to it will get removed if the file is opened in a newer version of Excel. Learn more: https://go.microsoft.com/fwlink/?linkid=870924 Comment: Data collection taken over by Surface Water Section; Discontinued by WQES
Note on R141: Davis, Brittany E.: Do pre-treat the data before CDEC.
Note on H142: Pien, Catarina@DWR: What does it mean when it is empty? 0? Unknown? Change to N/A - they didn't know.
Note on W144: Pien, Catarina@DWR: Actually we had already eliminated these as well as a few other stations from the integrated dataset. Good reminder though because they might still be in the shiny app.
Note on D148: Davis, Brittany E.: NWIS station numbers, may want to pull all USGS data from NWIS not CDEC.
Note on N149: [Threaded comment] Your version of Excel allows you to read this threaded comment; however, any edits to it will get removed if the file is opened in a newer version of Excel. Learn more: https://go.microsoft.com/fwlink/?linkid=870924 Comment: corrected this from 0.2 to 0.01 (accuracy of exo sondes
Note on Y149: Pien, Catarina@DWR: On NWIS
Note on F156: [Threaded comment] Your version of Excel allows you to read this threaded comment; however, any edits to it will get removed if the file is opened in a newer version of Excel. Learn more: https://go.microsoft.com/fwlink/?linkid=870924 Comment: NWIS data is up to date but CDEC data is discontinued as of 2018
Note on A159: Pien, Catarina@DWR: Orange bold will be discontinued but will stay in this template. Might make a note in metadata or analysis later on.
Note on Z163: [Threaded comment] Your version of Excel allows you to read this threaded comment; however, any edits to it will get removed if the file is opened in a newer version of Excel. Learn more: https://go.microsoft.com/fwlink/?linkid=870924 Comment: Site has 2 datasets on NWIS
Note on A164: Pien, Catarina@DWR: So this station is only on NWIS? Delete DEC, JPT. Make a note about the name duplication somewhere.